## Research facility related equip
Type | ID | Name | Make / Model | Description | Related Facility ID | Technique | Contact Name | Contact Telephone | Contact Email | Secondary Contact Email | Department | Site Location | Service Level | Web Address
Equipment | E402589 | 1.6 MW segmented oil furnace | Oil furnace | Furnace can be used for a variety of liquid fuels and the furnace volume can be altered. | F481637 |  | Professor Richard Marsh | +44 (0)29 2087 6852 | MarshR@cardiff.ac.uk | equipment@cardiff.ac.uk | Engineering | Queen's Buildings |  | https://www.cardiff.ac.uk/research-equipment/equipment/view/1.6-mw-segmented-oil-furnace
Equipment | E2536284 | 1064nm laser | Coherent. | Infrared continuous-wave laser. |  |  | Dr Katherine Dooley |  | DooleyK@cardiff.ac.uk | equipment@cardiff.ac.uk | Physics and Astronomy | Queen's Buildings |  | https://www.cardiff.ac.uk/research-equipment/equipment/view/1064nm-laser
Equipment | E402609 | 157nm excimer laser / 795nm femtosecond laser | Exitech M2000EF | Femtosecond laser can machine anything less than 300um thick - but extremely slowly. 157 nm laser is expensive to operate but is the only way to machine fluoropolymers. | F481686 |  | Professor David Barrow | +44 (0)29 2087 5921 | Barrow@cardiff.ac.uk | equipment@cardiff.ac.uk | Engineering | Queen's Buildings |  | https://www.cardiff.ac.uk/research-equipment/equipment/view/157nm-excimer-laser-795nm-femtosecond-laser
Equipment | E380789 | 18 x Avid Workstation editor | Zeiss LSM 880 upright confocal microscope with Airyscan | State-of-the-art, fast scanning super-resolution confocal system with fluorescence correlation spectroscopy (FCS) and fluorescence lifetime imaging (FLIM) | F391010 |  | Mrs Julie Jewell | +44 (0)29 2087 0792 | JewellJ2@cardiff.ac.uk | equipment@cardiff.ac.uk | Journalism, Media and Cultural Studies | Adeilad Bute |  | https://www.cardiff.ac.uk/research-equipment/equipment/view/18-x-avid-workstation-editor
Equipment | E402629 | 2 litre combustor | Cloud Combustor | Combustor is used to combust fuel clouds where high pressure and high temperatures are generated from which burning velocity data can be generated for a range of gases. | F481637 |  | Professor Richard Marsh | +44 (0)29 2087 6852 | MarshR@cardiff.ac.uk | equipment@cardiff.ac.uk | Engineering | Queen's Buildings |  | https://www.cardiff.ac.uk/research-equipment/equipment/view/2-litre-combustor
Equipment | E402649 | 2 x Rack Servers | DELL Power Edge C6145 | 4 x AMD Operon 6176, 128GB RAM | F481622 |  | Mr Kieran Evans | +44 (0)29 2087 9184 | EvansK12@cardiff.ac.uk | equipment@cardiff.ac.uk | Computer Science and Informatics | Queen's Buildings |  | https://www.cardiff.ac.uk/research-equipment/equipment/view/2-x-rack-servers
Equipment | E402669 | 2 x Rack Servers DELL Power Edge C1100 | DELL Power Edge C1100 | 2 x Intel Xeon L5640 servers 48GB RAM | F481622 |  |  |  |  | equipment@cardiff.ac.uk | Computer Science and Informatics | Queen's Buildings |  | https://www.cardiff.ac.uk/research-equipment/equipment/view/2-x-rack-servers-dell-power-edge-c1100
Equipment | E402689 | 2 x Rack Servers Viglen | Viglen | 8 cores, 36GM RAM | F481622 |  | Mr Kieran Evans | +44 (0)29 2087 9184 | EvansK12@cardiff.ac.uk | equipment@cardiff.ac.uk | Computer Science and Informatics | Queen's Buildings |  | https://www.cardiff.ac.uk/research-equipment/equipment/view/2-x-rack-servers-viglen
Equipment | E402732 | 200kV Impulse Generator, Charging Unit and Control Unit | Haefely SGSA200-10, Haefely LGR 100-15, Haefely GC223 | Generation of lightning voltage / current impulses up to 200kV. Portable system, mainly used to evaluate earthing electrode performance under lightning strike conditions. | F481745 |  | Mr Stephen Robson | +44 (0)29 2087 5351 | RobsonS1@cardiff.ac.uk | equipment@cardiff.ac.uk | Engineering | Queen's Buildings |  | https://www.cardiff.ac.uk/research-equipment/equipment/view/200kv-impulse-generator,-charging-unit-and-control-unit
Equipment | E402750 | 2x Pedestal Servers | Viglen IX4600 | 2 x Intel Xeon E4507, 48 GB RAM | F481640 |  | Dr Pete Burnap | +44 (0)29 2087 6249 | BurnapP@cardiff.ac.uk | equipment@cardiff.ac.uk | Computer Science and Informatics | Queen's Buildings |  | https://www.cardiff.ac.uk/research-equipment/equipment/view/2x-pedestal-servers
Equipment | E402769 | 3 Axis NC Milling Machine | DECKEL MAHO, model DMU 60T |  | F390769 |  | Mr Andrew Rankmore | +44 (0)29 2087 5903 | RankmoreAS@cardiff.ac.uk | equipment@cardiff.ac.uk | Engineering | Queen's Buildings |  | https://www.cardiff.ac.uk/research-equipment/equipment/view/3-axis-nc-milling-machine
Equipment | E1472064 | 3 Tesla MRI Scanner | Siemens Prisma | The Prisma is the most advanced research 3T scanner currently available, featuring 80 mT/m gradients and up to 128 RF receive channels. | F481671 |  | Clare Anderson | +44 (0)29 2087 6912 | cubric@cardiff.ac.uk | equipment@cardiff.ac.uk | Psychology | Cardiff University Brain Research Imaging Centre |  | https://www.cardiff.ac.uk/research-equipment/equipment/view/3-tesla-mri-scanner
Equipment | E402789 | 30 Litre combustor | Cloud combuster | Combustor is used to combust fuel clouds where high pressure and high temperatures are generated from which burning velocity data can be generated for a range of gases. | F481637 |  | Professor Richard Marsh | +44 (0)29 2087 6852 | MarshR@cardiff.ac.uk | equipment@cardiff.ac.uk | Engineering | Queen's Buildings |  | https://www.cardiff.ac.uk/research-equipment/equipment/view/30-litre-combustor
Equipment | E402809 | 300kV Marx Generator, Power Supply and Control Bank | Ferranti | Generation of lightning voltage waveshapes up to 300kV. Used primarily for lower voltage testing of insulation systems and equipment (<40kV). | F481745 |  | Mr Stephen Robson | +44 (0)29 2087 5351 | RobsonS1@cardiff.ac.uk | equipment@cardiff.ac.uk | Engineering | Queen's Buildings |  | https://www.cardiff.ac.uk/research-equipment/equipment/view/300kv-marx-generator,-power-supply-and-control-bank
Equipment | E402829 | 3D Face scanning unit | 3dMD | 18 Camera rig, 2 x control server | F481918 |  | Professor Dave Marshall | +44 (0)29 2087 5318 | MarshallAD@cardiff.ac.uk | equipment@cardiff.ac.uk | Computer Science and Informatics | Queen's Buildings |  | https://www.cardiff.ac.uk/research-equipment/equipment/view/3d-face-scanning-unit
Equipment | E402850 | 3D Laser Scanning Vibrometer | Polytech | Measurement of vibrations and stress/strain in a 3D field using lasers | F481533 |  | Dr Rhys Pullin | +44 (0)29 2087 9374 | PullinR@cardiff.ac.uk | equipment@cardiff.ac.uk | Engineering | Queen's Buildings |  | https://www.cardiff.ac.uk/research-equipment/equipment/view/3d-laser-scanning-vibrometer
Equipment | E402869 | 3D laser structuring milling system | DML 40SI ns laser system (500ns) | 3D Structuring of metal, glass, ceramics, polymers with minimum structure size of 100 micron | F481727 |  | Dr Petko Petkov | +44 (0)29 2087 0018 | PetkovP@cardiff.ac.uk | equipment@cardiff.ac.uk | Engineering | Adeiladau'r Frenhines |  | https://www.cardiff.ac.uk/research-equipment/equipment/view/3d-laser-structuring-milling-system
Equipment | E402889 | 3D video face capture system | 3dMD 3D video camera | 3DMD Dynamic 3D System: A 3D video face capture system. Dynamic active stereo vision system (2 stereo pods) and audio capture. The system can record in 3D a person speaking or making facial expressions for up to several minutes. Typically this ranges from a single static scan to a single sentence lasting around 1 minute. | F481918 |  | Dr Yulia Hicks | +44 (0)29 2087 5945 | HicksYA@cardiff.ac.uk | equipment@cardiff.ac.uk | Engineering | Queen's Buildings |  | https://www.cardiff.ac.uk/research-equipment/equipment/view/3d-video-face-capture-system
Equipment | E402909 | 4 force plates + 4 FP amplifiers | BERTEC |  | F482011 |  | Dr Gemma Whatling | +44 (0)29 2087 7900 | WhatlingGM@cardiff.ac.uk | equipment@cardiff.ac.uk | Engineering | Adeiladau'r Frenhines |  | https://www.cardiff.ac.uk/research-equipment/equipment/view/4-force-plates-4-fp-amplifiers
Equipment | E402929 | 4 quadrent DC motor drive | Turco MV4207-3 | This is a 6 pulse 4-quadrent converter which can be used for dc motor control. The equipment is designed to work according to different functions and it is possible to explain several different types of dc-drives. | F481976 |  | Dr Daniel Rogers | +44 (0)29 2089 0795 | RogersDJ@cardiff.ac.uk | equipment@cardiff.ac.uk | Engineering | Queen's Buildings |  | https://www.cardiff.ac.uk/research-equipment/equipment/view/4-quadrent-dc-motor-drive
Equipment | E402949 | 4 x pedestal servers | Viglen IX4600 | 16 core, 24GB RAM | F481622 |  | Mr Kieran Evans | +44 (0)29 2087 9184 | EvansK12@cardiff.ac.uk | equipment@cardiff.ac.uk | Computer Science and Informatics | Queen's Buildings |  | https://www.cardiff.ac.uk/research-equipment/equipment/view/4-x-pedestal-servers
Equipment | E402952 | 400kV Impulse Generator, Charging Unit and Control Unit | Haefely SGSA400-20, Haefely LGR 100-20, Haefely GC223 | Generation of lightning voltage / current impulses up to 400kV. Primarily used for the evaluation of insulation and overvoltage protection systems under lightning strike conditions | F481745 |  | Mr Stephen Robson | +44 (0)29 2087 5351 | RobsonS1@cardiff.ac.uk | equipment@cardiff.ac.uk | Engineering | Queen's Buildings |  | https://www.cardiff.ac.uk/research-equipment/equipment/view/400kv-impulse-generator,-charging-unit-and-control-unit
Equipment | E402969 | 5 Axis NC Milling Machine | DECKEL MAHO. model DMU 60P |  | F390769 |  | Mr Andrew Rankmore | +44 (0)29 2087 5903 | RankmoreAS@cardiff.ac.uk | equipment@cardiff.ac.uk | Engineering | Queen's Buildings |  | https://www.cardiff.ac.uk/research-equipment/equipment/view/5-axis-nc-milling-machine
Equipment | E1475522 | 6' mask aligner | S√úSS MicroTec, MA6 Mask Aligner. | Photolithographic tool with a 1000W Hg UV lamp. Soft, hard, vacuum and soft-vacuum contact modes. | F1472090 |  | Institute for Compound Semiconductors (ICS) |  | ICS@cardiff.ac.uk | equipment@cardiff.ac.uk | Physics and Astronomy | Queen's Buildings |  | https://www.cardiff.ac.uk/research-equipment/equipment/view/6-mask-aligner
Equipment | E394192 | 6 metre mat to measure footstrikes | Gaitrite Platinum | Mobile unit. Needs expert user. | F482030 |  | Mr Matthew Williamson | +44 (0)29 2068 7748 | WilliamsonM@cardiff.ac.uk | equipment@cardiff.ac.uk | Healthcare Sciences | Ty Dewi Sant |  | https://www.cardiff.ac.uk/research-equipment/equipment/view/6-metre-mat-to-measure-footstrikes
Equipment | E1472032 | 7 Tesla MRI Scanner | Siemens Magnetom System | Siemens 7 Tesla Magnetom system which is based on an Agilent 7T/830 actively shielded magnet. The system is¬†equipped with 70 mT/m gradients, Siemens‚Äô parallel transmit technology (pTx Step 2.3), and has¬†multi-nuclear capability to take full advantage of the high field strength. | F481671 |  | Clare Anderson | +44 (0)29 2087 6912 | cubric@cardiff.ac.uk | equipment@cardiff.ac.uk | Psychology | Cardiff University Brain Research Imaging Centre |  | https://www.cardiff.ac.uk/research-equipment/equipment/view/7-tesla-mri-scanner
Equipment | E402989 | Acoustic Doppler Current Profiler | Sontec ADCP | 1000KHz ADCP capable of measuring current flow and direction up to depths of 50m. | F378091 |  | Mr Ian Fryett | +44 (0)29 2086 7130 | FryettI@cardiff.ac.uk | equipment@cardiff.ac.uk | Earth and Environmental Sciences | Main Building |  | https://www.cardiff.ac.uk/research-equipment/equipment/view/acoustic-doppler-current-profiler
Equipment | E403009 | Acoustic emission monitoring equipment | Physical Acoustics | Applications in damage detection | F481533 |  | Dr Rhys Pullin | +44 (0)29 2087 9374 | PullinR@cardiff.ac.uk | equipment@cardiff.ac.uk | Engineering | Queen's Buildings |  | https://www.cardiff.ac.uk/research-equipment/equipment/view/acoustic-emission-monitoring-equipment
Equipment | E370876 | Acoustic Test System | Developed inhouse | Measurement of acoustic noise and vibration in electromagnetic devices from small actuators up to 300kVA transformers. | F370334 |  | Dr Philip Anderson | +44 (0)29 2087 5564 | AndersonPI1@cardiff.ac.uk | equipment@cardiff.ac.uk | Engineering | Queen's Buildings |  | https://www.cardiff.ac.uk/research-equipment/equipment/view/acoustic-test-system
Equipment | E403029 | Advanced laser diagostic measurement system | Planar Laser Indused Florescence | Used to measure velocity profiles and species in combusting flows. | F481637 |  | Professor Richard Marsh | +44 (0)29 2087 6852 | MarshR@cardiff.ac.uk | equipment@cardiff.ac.uk | Engineering | Queen's Buildings |  | https://www.cardiff.ac.uk/research-equipment/equipment/view/advanced-laser-diagostic-measurement-system
Equipment | E403049 | Advanced Laser doppler velocity measuring system | LDA measuring system | System can operate in both forward and backscatter modes to determine 2D/3D velocity measurements. | F481637 |  | Professor Richard Marsh | +44 (0)29 2087 6852 | MarshR@cardiff.ac.uk | equipment@cardiff.ac.uk | Engineering | Queen's Buildings |  | https://www.cardiff.ac.uk/research-equipment/equipment/view/advanced-laser-doppler-velocity-measuring-system
Equipment | E403069 | Advanced laser measuring instrumentation | Planar imaging diagnostic system | Used to measure velocity profiles in reacting flows | F481637 |  | Professor Richard Marsh | +44 (0)29 2087 6852 | MarshR@cardiff.ac.uk | equipment@cardiff.ac.uk | Engineering | Queen's Buildings |  | https://www.cardiff.ac.uk/research-equipment/equipment/view/advanced-laser-measuring-instrumentation
Equipment | E403070 | Air Compressor | Joy (Ingersol Rand), 2.2MW Air Compressor | 11kV, 2.2MW, four stage centrifugal compressor with intercoolers on the first three stages, capable of delivering 5kg/s of air at 16bar. | F481705 |  | Mr Steve Morris | +44 (0)79 5715 4955 | MorrisSM@cardiff.ac.uk | equipment@cardiff.ac.uk | Engineering |  |  | https://www.cardiff.ac.uk/research-equipment/equipment/view/air-compressor
Equipment | E403089 | Air Heater | Industrial Furnaces Ltd, 6MW Air Heater | Natural gas fired, non vitiating air heater capable of heating air at 5kg/s and 16bar, to 900K | F481705 |  | Mr Steve Morris | +44 (0)79 5715 4955 | MorrisSM@cardiff.ac.uk | equipment@cardiff.ac.uk | Engineering |  |  | https://www.cardiff.ac.uk/research-equipment/equipment/view/air-heater
Equipment | E394215 | Air samplers | Air samplers (built by the Institute) |  |  |  | Offer ymchwil |  | equipment@cardiff.ac.uk | equipment@cardiff.ac.uk | Medicine |  |  | https://www.cardiff.ac.uk/research-equipment/equipment/view/air-samplers
Equipment | E403130 | Analytical SEM (Scanning Electron Microscope) | Zeiss Sigma HD Field Emission Gun Analytical SEM (ASEM) | The Schottky Thermal Field Emission Gun provides a stable beam that can be operated between 0.2 and 30 kV and 4 pA to 100 nA. | F482035 | The ASEM is equipped with:an in-lens and Everhart-Thornley secondary electron detectora backscatter electron detectortwo Oxford Instruments 150 mm2 energy dispersive X-ray spectrometers (EDS)an Oxford Instruments Wave wavelength dispersive X-ray spectrometer (WDS)an iXRF micro-XRF sourcean Oxford Instruments Aztec electron back-scatter diffraction (EBSD) detectora Centaurus cathodoluminescence&nbsp;detectorA combination of EDS (for major and minor elements), WDS (for high-precision analysis of major and minor elements) and micro-XRF (for trace elements) means complete characterization of elements heavier than carbon can be achieved with accuracy and precision rivalling an electron microprobe.The dual 150 mm2 EDS detectors, which can capture in excess of 1 000 000 counts per second, enable rapid, high-resolution 2D mapping of distributions of major and minor elements over relatively large areas. Since the ASEM is fully standardized, the element maps are quantitative, thus absolute element abundances can be mapped. In addition, using the micro-XRF source with an accelerating voltage of 50 kV, trace element distributions of elements heavier than Ti22 can be imaged with a resolution of 15 &micro;m.EBSD provides information on crystal orientations with sub-micron resolution and can be combined with EDS chemical data for textural and microstructural studies. Image referencing software allows easy navigation around the sample using images from a flatbed scanner or digital camera. | Dr Duncan Muir | +44 (0)29 2087 5059 | muird1@cardiff.ac.uk | equipment@cardiff.ac.uk | Earth and Environmental Sciences | Main Building |  | https://www.cardiff.ac.uk/research-equipment/equipment/view/analytical-scanning-electron-microscope
Equipment | E2454218 | Arctec Space Spider 3D Scanner | Arctec Space S | The space spider is a handheld 3D scanner which digitizes 3D images from real life objects with fine precision. | F2454154 | Scanner type &ndash; Handheld3D point accuracy up to - 0.05mm3D resolution up to &ndash; 0.1mm3D accuracy over distance up to &ndash; 0.03% over 100cmWorking distance &ndash; 0.2 &ndash; 0.3mVolume capture zone &ndash; 2,000cm3Linear field of view, HxW @ closest range &ndash; 90 x 70mmLinear field of view, HxW @ furthest range &ndash; 180 x 140mmAngular field of view, HxW &ndash; 30 &times; 21&deg;Ability to capture texture &ndash; YesTexture resolution &ndash; 1.3mpColours &ndash; 24bpp3D reconstruction rate for real-time fusion, up to &ndash; 7.5fps3D reconstruction rate for 3D video recording, up to &ndash; 7.5fpsData acquisition speed, up to &ndash; 1 min points/sec3D exposure time &ndash; 0.0002s2D exposure time &ndash; 0.0002s3D light source &ndash; Blue LED2D light source &ndash; White 6 LED arrayPosition sensors &ndash; NoDisplay/touchscreen &ndash; USB streaming through and external computerMulti-core processing &ndash; On external computerInterface &ndash; 1 x USB 2.0, USB 3.0 compatible | Dr David Williams | +44 (0)29 2087 6436 | mskbrf@cardiff.ac.uk | equipment@cardiff.ac.uk | Engineering | Queen's Buildings |  | https://www.cardiff.ac.uk/research-equipment/equipment/view/arctec-space-sider-3d-scanner
Equipment | E403149 | Artificial Sky/Heliodon | Bespoke | Descritised artificial sky with computer controlled adjustment together with vertical arc and turntable heliodon. |  |  | Huw Jenkins | +44 (0)29 2087 5959 | JenkinsH@cardiff.ac.uk | equipment@cardiff.ac.uk | Architecture |  |  | https://www.cardiff.ac.uk/research-equipment/equipment/view/artificial-skyheliodon
Equipment | E394245 | Artinis Near Infrared Spectroscopy | Artinis Near Infrared Spectroscopy | Requires expert user and callibration. Involved set-up. | F482030 |  | Mr Matthew Williamson | +44 (0)29 2068 7748 | WilliamsonM@cardiff.ac.uk | equipment@cardiff.ac.uk | Healthcare Sciences | Ty Dewi Sant |  | https://www.cardiff.ac.uk/research-equipment/equipment/view/artinis-near-infrared-spectroscopy
Equipment | E403169 | Assorted 3D/2D display technologies | Assorted 3D/2D display technologies | Assorted 3D/2D display technologies: Crystal Eyes workstation and goggles, Laser 2002 3D Laser Display,WACOM CINTIQ 21UX INTERACTIVE PEN DISPLAY. | F481918 |  |  |  |  | equipment@cardiff.ac.uk | Engineering | Queen's Buildings |  | https://www.cardiff.ac.uk/research-equipment/equipment/view/assorted-3d2d-display-technologies
Equipment | E403189 | Asynchronous wind mill | Turco | This is a control unit that could mimic the operation of a wind turbine. The rig can be used to demonstrate self-exciting of an induction generator, principles of dc energy transfer using a 4-quadrent rectifier. | F481976 |  | Dr Daniel Rogers | +44 (0)29 2089 0795 | RogersDJ@cardiff.ac.uk | equipment@cardiff.ac.uk | Engineering | Queen's Buildings |  | https://www.cardiff.ac.uk/research-equipment/equipment/view/asynchronous-wind-mill
Equipment | E403209 | Atomic Force Microscope | XE-100S SPM AFM PSIA Atomic force microscope | Enables the dimensional and surface roughness measurement of parts having an envelope of a few cm in all 3 dimensions. The resolution is a few nm and the maximum area that can be inspected at once is 45um x 45um | F481727 |  | Dr Emmanuel Brousseau | +44 (0)29 2087 5752 | BrousseauE@cardiff.ac.uk | equipment@cardiff.ac.uk | Engineering | Adeiladau'r Frenhines |  | https://www.cardiff.ac.uk/research-equipment/equipment/view/atomic-force-microscope
Equipment | E403210 | Atomic Force Microscope LOT ORIEL | LOT ORIEL |  |  |  | Dr Emyr Macdonald | +44 (0)29 2087 6766 | Macdonald@cardiff.ac.uk | equipment@cardiff.ac.uk | Physics and Astronomy |  |  | https://www.cardiff.ac.uk/research-equipment/equipment/view/atomic-force-microscope-lot-oriel
Equipment | E370873 | Atomic Force/Magnetic Force Microscope | Digital Instruments AFM/MFM | Topographical and magnetic scans over areas typically 50 micron square. Resolution approximately 10nm. | F370334 |  | Dr Philip Anderson | +44 (0)29 2087 5564 | AndersonPI1@cardiff.ac.uk | equipment@cardiff.ac.uk | Engineering |  |  | https://www.cardiff.ac.uk/research-equipment/equipment/view/atomic-forcemagnetic-force-microscope
Equipment | E1475546 | Atomic Layer Deposition (ALD) | Beneq, ALD, Thin Film System TFS200. | From summer 2019: ALD deposition of TiO2, TiN, Ta2O5, Al2O3, ZnO, SiO2, SiN, NiO, ITO, MoO. | F1472090 |  | Saleem Shabbir |  | ICS@cardiff.ac.uk | equipment@cardiff.ac.uk | Physics and Astronomy | Queen's Buildings |  | https://www.cardiff.ac.uk/research-equipment/equipment/view/atomic-layer-deposition-ald
Equipment | E403369 | Auto Ignition Delay Time Rig | Auto Ignition Delay Time Rig | Test module for use on the HPCR for the measurement of liquid and gaseous auto ignition delay time at elevated pressure and temperature | F481705 |  |  |  |  | equipment@cardiff.ac.uk | Engineering |  |  | https://www.cardiff.ac.uk/research-equipment/equipment/view/auto-ignition-delay-time-rig
Equipment | E403389 | Autoclave | AEROFORM | Composite manufacturing (250 deg C, 10 bar) | F481533 |  | Dr Rhys Pullin | +44 (0)29 2087 9374 | PullinR@cardiff.ac.uk | equipment@cardiff.ac.uk | Engineering | Queen's Buildings |  | https://www.cardiff.ac.uk/research-equipment/equipment/view/autoclave
Equipment | E1735657 | Automated high-throughput slide scanning microscope | Olympus VS200 Slide Scanning System | The microscope allows automated high-throughput whole slide scanning and stitching of histological sections under brightfield, phase contrast, darkfield, polarisation and multiplexed epifluorescence (DAPI, FITC, Cy3 & Cy5) illumination. | F383195 | The VS200 is an automated, high-throughput whole slide scanning system that delivers high resolution image quality under both transmitted and epifluorescence illumination.It utilises fast, high capacity, intelligent slide loading, that allows multiple slide size formats and provides fast, highly reliable batch scanning.The system interface is a powerful, yet simple-to-use, software wizard-based GUI that enables highly automated, high throughput, trouble-free image acquisition.Objectives2x/0.06: Plan Apo (dry)4x/0.13 UPlan Fluo (dry)10x/0.4 UPlan Extended Super Apo UPLXAPO (dry)20x/0.8 UPlan Extended Apo (dry)20x/0.5 UPlan Fluo Phase (dry)40x/0.95 UPlan Extended Apo (dry)60x/1.42&nbsp;&nbsp;UPlan Extended Apo (oil)100x/1.45 UPlan Extended Apo (oil)Further information is available via the Olympus website. | Mr Mark Bishop | +44 (0)29 2088 8512 | BishopM@cardiff.ac.uk | equipment@cardiff.ac.uk | Biosciences | Hadyn Ellis Building |  | https://www.cardiff.ac.uk/research-equipment/equipment/view/automated-high-throughput-slide-scanning-microscope
Equipment | E403390 | Automated Triaxial shear strength testing device | GDS | Can test both saturated and unsaturated soil samples (100 mm) with positive and negative pore water pressure control and measurements plus enables monitoring volume change of unsaturated soil specimens using double wall cell arrangement. | F481721 |  | Dr Snehasis Tripathy | +44 (0)29 2087 9377 | TripathyS@cardiff.ac.uk | equipment@cardiff.ac.uk | Engineering | Queen's Buildings |  | https://www.cardiff.ac.uk/research-equipment/equipment/view/automated-triaxial-shear-strength-testing-device
Equipment | E393610 | Avid Interplay Engine | Avid AS3000 | Dual Xenon L5518, 12gb Ram, 1TB Hd. | F391010 |  | Mrs Julie Jewell | +44 (0)29 2087 0792 | JewellJ2@cardiff.ac.uk | equipment@cardiff.ac.uk | Journalism, Media and Cultural Studies | Adeilad Bute |  | https://www.cardiff.ac.uk/research-equipment/equipment/view/avid-interplay-engine
Equipment | E393669 | Avid Interplay look up server | Avid AS3000 | Dual Xenon L5518, 12gb Ram, 1TB Hd. | F391010 |  | Mrs Julie Jewell | +44 (0)29 2087 0792 | JewellJ2@cardiff.ac.uk | equipment@cardiff.ac.uk | Journalism, Media and Cultural Studies | Adeilad Bute |  | https://www.cardiff.ac.uk/research-equipment/equipment/view/avid-interplay-look-up-server
Equipment | E1475540 | Axio Imager | Zeiss, Z2 Vario. | High quality microscope for imaging and measurement of critical dimensions over 200mm. Semi-auto mapping available. | F1472090 |  | Institute for Compound Semiconductors (ICS) |  | ICS@cardiff.ac.uk | equipment@cardiff.ac.uk | Physics and Astronomy | Queen's Buildings |  | https://www.cardiff.ac.uk/research-equipment/equipment/view/axio-imager
Equipment | E2527288 | Benchtop flow cytometer | ThermoFisher AttuneTM NxT Flow cytometer. | The AttuneTM NxT Flow Cytometer is a compact, benchtop cell analyser to flexibly design, run, and analyse multicolour panels of up to 11 colours. |  |  | Jane Chappelle | +44 (0)7713 500 450 | chappellej@cardiff.ac.uk | equipment@cardiff.ac.uk | Medicine | Henry Wellcome Building for Biomedical Research |  | https://www.cardiff.ac.uk/research-equipment/equipment/view/benchtop-flow-cytometer
Equipment | E2527289 | Benchtop flow cytometer | BD LSRFortessaTM flow cytometer. | This cell analyser can detect 16 colours simultaneously with a defined set of optical filters. |  |  | Jane Chappelle | +44 (0)7713 500 450 | chappellej@cardiff.ac.uk | equipment@cardiff.ac.uk | Medicine | Henry Wellcome Building for Biomedical Research |  | https://www.cardiff.ac.uk/research-equipment/equipment/view/benchtop-flow-cytometer2
Equipment | E2454172 | Bertec Force Platforms | Bertec 4060-10-1000 Force Platforms | Force platforms for measuring human movement. | F2454154 | Each force plate consists of strain gauge load transducers that precisely measure six components: three orthogonal forces and the moments about each axis. Linked to Qualysis Motion Capture system via AM6800 amplifiers. Width 400mm, length 600mm, Max vertical load 10,000N. | Dr Gemma Whatling | +44 (0)29 2087 7900 | WhatlingGM@cardiff.ac.uk | equipment@cardiff.ac.uk | Engineering | Queen's Buildings - South Building |  | https://www.cardiff.ac.uk/research-equipment/equipment/view/bertec-force-platforms
Equipment | E2454174 | Bertec Instrumented Staircase | Bertec | Instrumented portable staircase with instrumented hand rail. Consists of 3 instrumented steps + a non instrumented top balcony (total of 4 steps). | F2454154 |  | Professor Cathy Holt | +44 (0)29 2087 6436 | mskbrf@cardiff.ac.uk | equipment@cardiff.ac.uk | Engineering | Queen's Buildings |  | https://www.cardiff.ac.uk/research-equipment/equipment/view/bertec-instrumented-staircase
Equipment | E2454209 | Instrumented Staircase | Bertec. | Instrumented portable staircase with instrumented hand rail. Consists of 3 instrumented steps plus a non-instrumented top balcony (total of 4 steps). | F2454154 | Provides 6 degrees of freedom measuring force, moments and centre of pressure from three steps.Instrumented handrail also available for use.Step height 16cm.Step depth 28cm.Top balcony 1m x 1m.Linked to Qualysis Motion Capture system to allow synchronised stair, marker, EMG and floor mounted force plate capture. | Dr Gemma Whatling | +44 (0)29 2087 7900 | WhatlingGM@cardiff.ac.uk | equipment@cardiff.ac.uk | Engineering | Queen's Buildings - South Building |  | https://www.cardiff.ac.uk/research-equipment/equipment/view/bertec-instrumented-treadmill
Equipment | E2454173 | Bertec Portable Force Plate | Bertec 4060 | Portable force plate allowing flexible data collection for clinical and gait analysis in a variety of settings. | F2454154 | Width 400mm, length 600mm, external amplifier model AM6800; 15m connecting cable. Lightweight design. Adjustable foot allows levelling on uneven surface. | Dr Gemma Whatling | +44 (0)29 2087 7900 | WhatlingGM@cardiff.ac.uk | equipment@cardiff.ac.uk | Engineering | Queen's Buildings - South Building |  | https://www.cardiff.ac.uk/research-equipment/equipment/view/bertec-portable-force-plate
Equipment | E2454211 | Bi Plane X-Ray system | Cardiff University has a custom designed and built Fluoroscopy Laboratory, with capabilities unique in the UK. | Highspeed dynamic biplane X-Ray system capable of up to 125 FPS pulsed and 1000FPS for continuous X-Rays. Can be integrated with motion capture analysis. | F2454154 | The X-Ray system uses two epsilon generators (EMG technologies) and two 40cm Thales Image intensifiers. These are optically coupled to two Fastcam Mini WX100 (Photron) that are capable of doing 4 MP images up to 1000FPS. The X-Ray manipulator has 16 different axes that can be adjusted that allows the X-Ray machine to be positioned into many different set ups. The manipulator is programmable allowing the user to recall a previous set up and repeatably recreate it.&nbsp;The primary use of this facility is to calculate in-vivo kinematics of different synovial joints to understand changes in pathology, surgical intervention or fundamental biomechanical movement primarily for human based research. | Dr David Williams | +44 (0)29 2087 6436 | mskbrf@cardiff.ac.uk | equipment@cardiff.ac.uk | Engineering | Trevithick Building |  | https://www.cardiff.ac.uk/research-equipment/equipment/view/bi-plane-x-ray-system
Equipment | E2454206 | Biodex isokinetic dynamometer | Biodex System 4 | Tool to measure muscle and joint strength, power, edurance and range of motion. | F2454154 | Range of modes including isokinetic, passive, reactive, isotonic, progressive. Suitable for use for multiple applications from athlete to child. Unlimited combinations of technique and applications eg Isokinetic mode - in a continuous reciprocal motion. Impact-free acceleration eliminates joint trauma during the achievement of high speeds that correlate to function. The ability to choose concentric (500 deg/sec) and eccentric (300 deg/sec) contractions, allows the performance of isolated plymetric exercises. | Professor Cathy Holt | +44 (0)29 2087 6436 | mskbrf@cardiff.ac.uk | equipment@cardiff.ac.uk | Engineering | Queen's Buildings - South Building |  | https://www.cardiff.ac.uk/research-equipment/equipment/view/biodex-isokinetic-dynamometer
Equipment | E2517969 | Bruker Dimension atomic force microscope | Bruker Dimension Icon. | Scanning probe microscope for measurement of topographic, electric, thermal and magnetic surface properties. |  |  | Dr Sam Ladak | +44 (0)29 2087 0157 | ladaks@cardiff.ac.uk | equipment@cardiff.ac.uk | Physics and Astronomy | Adeiladau'r Frenhines |  | https://www.cardiff.ac.uk/research-equipment/equipment/view/bruker-dimension-atomic-force-microscope
Equipment | E2454214 | Bruker SkyScan MicroCT | Bruker Skyscan 1272. | High-Resolution 3D X-Ray Microscopy for non destructively imaging samples for life science, electronics, geology and bone. | F2454154 | X-ray source capable of 20-100kv, 10W and &lt;5Œºm spot size.X-ray detector is a 16 mega pixel (4904 x 3280 pixels), 14 bit cooled CCD fibre optically coupled scintillator.Has a maximum spatial resolution of 0.35Œºm and can image an on object up to 70 mm in height and 75 mm in diameter. | Dr David Williams | +44 (0)29 2087 6436 | mskbrf@cardiff.ac.uk | equipment@cardiff.ac.uk | Engineering | Trevithick Building |  | https://www.cardiff.ac.uk/research-equipment/equipment/view/bruker-skyscan-microct
Equipment | E403409 | Bulk Magnetic Material DC Characterisation Equipment | Developed in house | Measurement of AC magnetic properties of bulk magnetic material in the form of strip, bar, ring, slug or toroid. Peak magnetising field 2MA/m. | F370334 |  | Dr Philip Anderson | +44 (0)29 2087 5564 | AndersonPI1@cardiff.ac.uk | equipment@cardiff.ac.uk | Engineering | Queen's Buildings |  | https://www.cardiff.ac.uk/research-equipment/equipment/view/bulk-magnetic-material-dc-characterisation-equipment
Equipment | E403429 | Bulk Material AC Characterisation System | Developed in house | Measurement of AC magnetic properties of bulk magnetic material in the form of strip, bar, ring or toroid. Frequency range: 10Hz to 100kHz. | F370334 |  | Dr Philip Anderson | +44 (0)29 2087 5564 | AndersonPI1@cardiff.ac.uk | equipment@cardiff.ac.uk | Engineering | Queen's Buildings |  | https://www.cardiff.ac.uk/research-equipment/equipment/view/bulk-material-ac-characterisation-system
Equipment | E482139 | c-bot 2 | Illumina | The cBot 2 System prepares illumina flowcells for the HiSeq Next Generation Sequencers allowing High output mode and off line cluster generation. | F482134 |  | Sarah Edkins |  | EdkinsS@Cardiff.ac.uk | equipment@cardiff.ac.uk | Medicine |  |  | https://www.cardiff.ac.uk/research-equipment/equipment/view/c-bot-2
Equipment | E403449 | Cameras | Nikon D700 (x2), Photron Fastcam SA5, FLIR SC7000 | A range of high speed stills cameras, video cameras and FLIR imaging systems, with lenses and filters, used primarity for visual/thermal imaging of the lightning arc and test samples. | F482001 |  | Dr David Clark | +44 (0)29 2087 5070 | ClarkD@cardiff.ac.uk | equipment@cardiff.ac.uk | Engineering | Queen's Buildings |  | https://www.cardiff.ac.uk/research-equipment/equipment/view/cameras
Equipment | E394274 | Cascade Impactor | Dekati Electrical low-pressure impactor (ELPI) |  |  |  | Offer ymchwil |  | equipment@cardiff.ac.uk | equipment@cardiff.ac.uk | Medicine |  |  | https://www.cardiff.ac.uk/research-equipment/equipment/view/cascade-impactor
Equipment | E403469 | CD Spectrometer | Applied Photophysics Chirascan | Circular Dichromism measurements. |  |  | Dr Mahmoud Akhtar | +44 (0)29 2087 0680 | AkhtarM@cardiff.ac.uk | equipment@cardiff.ac.uk | Chemistry |  |  | https://www.cardiff.ac.uk/research-equipment/equipment/view/cd-spectrometer
Equipment | E395270 | Cell Sorter | BD FACSAriaTM III Cell sorter (11 colours) | High speed digital cell sorting into tubes (4 way), plates (6, 24, 48, 96 and 384 wells) or onto microscope slides. | F481546 |  | Jane Chappelle | +44 (0)7713 500 450 | chappellej@cardiff.ac.uk | equipment@cardiff.ac.uk | Medicine | Henry Wellcome Building for Biomedical Research |  | https://www.cardiff.ac.uk/research-equipment/equipment/view/cell-sorter-facs
Equipment | E394292 | Cell sorting system | BD FACS Aria | BD FACS Aria Fusion cell sorter |  |  | Mr Mark Bishop | +44 (0)29 2088 8512 | BishopM@cardiff.ac.uk | equipment@cardiff.ac.uk | Biosciences |  |  | https://www.cardiff.ac.uk/research-equipment/equipment/view/cell-sorting-system
Equipment | E2514529 | Chemical Mechanical Planarization system | Logitech CMP Tribo |  |  |  | Professor Oliver Williams | +44 (0)29 2087 4978 | williamso@cardiff.ac.uk | equipment@cardiff.ac.uk | Physics and Astronomy | Queen's Buildings |  | https://www.cardiff.ac.uk/research-equipment/equipment/view/chemical-mechanical-planarization-system
Equipment | E2514542 | Chemical Vapour Deposition Inconel Furnace | Custom build. |  |  |  | Professor Oliver Williams | +44 (0)29 2087 4978 | williamso@cardiff.ac.uk | equipment@cardiff.ac.uk | Physics and Astronomy | Queen's Buildings |  | https://www.cardiff.ac.uk/research-equipment/equipment/view/chemical-vapour-deposition-inconel-furnace
Equipment | E393789 | Clavinova | C930 Clavinova | Clavinova | F481969 |  | School Manager | +44 (0)29 2087 4013 | Equipment@cardiff.ac.uk | equipment@cardiff.ac.uk | Music | Music Building |  | https://www.cardiff.ac.uk/research-equipment/equipment/view/clavinova
Equipment | E403489 | CNC spark erosion machine | Datic 2060 |  | F390769 |  | Mr Andrew Rankmore | +44 (0)29 2087 5903 | RankmoreAS@cardiff.ac.uk | equipment@cardiff.ac.uk | Engineering | Queen's Buildings |  | https://www.cardiff.ac.uk/research-equipment/equipment/view/cnc-spark-erosion-machine
Equipment | E403492 | CNC Turning | Spinner PD |  | F390769 |  | Mr Andrew Rankmore | +44 (0)29 2087 5903 | RankmoreAS@cardiff.ac.uk | equipment@cardiff.ac.uk | Engineering | Queen's Buildings |  | https://www.cardiff.ac.uk/research-equipment/equipment/view/cnc-turning
Equipment | E394306 | Condensation Particle Counter | TSI - Condensation particle counters (3 units) Model 3785 | For air monitoring of nanoparticles (further information on request). | [5 empty] | equipment@cardiff.ac.uk | Medicine |  |  | https://www.cardiff.ac.uk/research-equipment/equipment/view/condensation-particle-counter
Equipment | E394331 | Confocal laser microscope with spectral resolution | Zeiss LSM 710 Meta | Inverted confocal laser microscope with 32 diode array for spectral resolution equipped with: motorised stage, 405nm diode and Argon and HeNe multiline lasers. Its is intensely used to monitor plant archictecture and gene expression in combination with time lapse acquisition. | [5 empty] | equipment@cardiff.ac.uk | Biosciences |  |  | https://www.cardiff.ac.uk/research-equipment/equipment/view/confocal-laser-microscope-with-spectral-resolution
Equipment | E394377 | Confocal laser scanning microscope LSM 5 Pascal (Carl Zeiss) | LSM 5 Pascal (Carl Zeiss) | Inverted microscope configuration. Laser illumination: 457/488/514/543/633 CW laser lines. Detectors: 2 x single confocal PMT epi-detectors, 1 x single non-confocal PMT non-descanned detector (transmission). Contrast modes: Brightfield, Phase Contrast (conventional transmission), epi-fluorescence. | F482132 |  | Mr Nick White | +44 (0)29 2087 0502 | WhiteN@cardiff.ac.uk | equipment@cardiff.ac.uk | Optometry and Vision Sciences | Optometry and Vision Sciences |  | https://www.cardiff.ac.uk/research-equipment/equipment/view/confocal-laser-scanning-microscope-lsm-5-pascal-carl-zeiss
Equipment | E382789 | Confocal laser scanning microscope with super-resolution capability | Zeiss LSM 880 upright confocal microscope with Airyscan | State-of-the-art, fast scanning super-resolution confocal system with fluorescence correlation spectroscopy (FCS) and fluorescence lifetime imaging (FLIM) | F383195 | The software includes modules for 3D/4D reconstruction and animation; spectral scanning; analysis and quantification of co-localisation; spectral unmixing, advanced tiling, fluorescence correlation spectroscopy (FCS) and photo-bleaching (FRAP, FRET). Additionally, via Picoquant&rsquo;s upgrade module, the system is fully-equipped for&nbsp;&nbsp;fluorescence lifetime imaging (FLIM).ObjectivesPlan Neofluar 10x/0.3Plan Apochromat 20x/0.8 airPlan Neofluar 40x/1.3 oilC-Apochromat 40x/1.1 waterPlan-Apochromat 63x/1.4 oilC-Apochromat 63x/1.2 waterDIC on 20x, 40x, 63x objectivesThe LSM 880 system has 8 laser lines and a range of&nbsp;ultra-sensitive detectors including the Airyscan&nbsp;detector module that are run through the Zen 2 LSM&nbsp;software platform.LasersDiode 405nm CWDiode 440nm pulsedDiode 483nm pulsedArgon multi-line 458/488/514nm (25mW)DPSS 561nm (20mW)HeNe 594nm (5mW)HeNe 633nm (2mW)Detectors2 x PMT1 x GaAsP (32 channel) array detector2 x BiG detectors for photon countingAiryscan detection with Fast moduleTransmitted light detector | Dr Anthony J Hayes | +44 (0)29 2087 6611 | HayesAJ@cardiff.ac.uk | equipment@cardiff.ac.uk | Biosciences | Sir Martin Evans Building |  | https://www.cardiff.ac.uk/research-equipment/equipment/view/confocal-laser-scanning-microscope-with-super-resolution-capability
Equipment | E394409 | Confocal laser scanning microscope with upright and inverted stands | Leica TCS SP2 AOBS confocal system | The SP2 system comprises upright (Leica DM6000) microscope and inverted (Leica DMIRE2) microscopes that share a Leica laser scan-head, fast scanning galvonometre stage and Jenoptik ProgRes digital camera. The inverted microscope has a Solent Scientific incubation system for live cell imaging. | F383195 | The microscopes are equipped with a range of objective lenses from 5x to 100x magnification. The SP2 confocal system has 7 laser lines and 4 PMT detectors (3 fluorescence, 1 transmission) which are operated via the Leica Confocal Software suite. This software includes modules for 3D/4D reconstruction and animation; spectral scanning; analysis and quantification of colocalisation; spectral unmixing and photobleaching (FRAP, FRET).ObjectivesHC PL Fluotar 5x/0.15HC PL Fluotar 10x/0.30HC PL Fluotar 20x/0.50HCX PL APO 40x/1.25 oilHCX PL Fluotar 63x/0.70 corrHCX PL APO 63x/1.40-0.60 oilHCX PL APO 100x/1.40 oil pH 3DIC on 40x, 63x &amp; 100x oilLasersDiode 405nm (20mW)Argon multiline: 458/476/488/514nm (100mW)HeNe 594nm (1.5mW)HeNe 633nm (10mW)Detectors3 fluorescent light PMTs1 transmitted light PMTJenoptik ProgRes C5 colour digital camera | Dr Anthony J Hayes | +44 (0)29 2087 6611 | HayesAJ@cardiff.ac.uk | equipment@cardiff.ac.uk | Biosciences | Sir Martin Evans Building |  | https://www.cardiff.ac.uk/research-equipment/equipment/view/confocal-laser-scanning-microscope-with-upright-and-inverted-stands
Equipment | E394356 | Confocal laser scanning microscope Zeiss 710 Confocal system | Zeiss 710 Confocal system | Zeiss LSM 710 confocal microscope with CO2 module S, Temperature module, HXV 120V arc lamp, SMC 2009 stage controller, power supply, Observer .Z1 inverted microscope. Laser lines 405/458/488/514/543/594/633 nm |  |  | Mr Mark Bishop | +44 (0)29 2088 8512 | BishopM@cardiff.ac.uk | equipment@cardiff.ac.uk | Biosciences |  |  | https://www.cardiff.ac.uk/research-equipment/equipment/view/confocal-laser-scanning-microscope-zeiss-710-confocal-system
Equipment | E394529 | Confocal microscope Leica Confocal SP2 | Leica Confocal SP2 | Resonant scanner technology for high speed capture of events in living cells | F481546 |  | Mrs Charlotte James | +44 (0)29 2068 7004 | JamesCE2@cardiff.ac.uk | equipment@cardiff.ac.uk | Medicine | Main Hospital Building |  | https://www.cardiff.ac.uk/research-equipment/equipment/view/confocal-microscope-leica-confocal-sp2
Equipment | E394530 | Confocal microscope Leica Confocal SP5 | Leica Confocal SP5 | Resonant scanner technology for high speed capture of events in living cells | F481546 |  | Mrs Charlotte James | +44 (0)29 2068 7004 | JamesCE2@cardiff.ac.uk | equipment@cardiff.ac.uk | Medicine | Main Hospital Building |  | https://www.cardiff.ac.uk/research-equipment/equipment/view/confocal-microscope-leica-confocal-sp5
Equipment | E394495 | Confocal Microscope Leica TCS SP5 | Leica TCS SP5 | Confocal |  |  | Mr Martin Langley | +44 (0)29 2074 5828 | langleyms@cardiff.ac.uk | equipment@cardiff.ac.uk | Dentistry |  |  | https://www.cardiff.ac.uk/research-equipment/equipment/view/confocal-microscope-leica-tcs-sp5
Equipment | E394549 | Confocal Microscopy | Leica TCS SP5 Confocal Microscope | The system is equipped with 350, blue diode 405, Argon 488 and HeNe 543 and 633nm lasers. |  | Technical specificationThe system is equipped with 350, blue diode 405, Argon 488 and HeNe 543 and 633nm lasers. It also has a resonant scanner for fast acquisition. The system has a temperature stage for performing imaging between 3 and 37ÀöC. Software for performing FRET, FRAP and Emissions scans (spectroscopy) Leica SP5 unit:DMI 6000 Leica microscopeResonant scannerLaser boxes containing Imaging lasers for excitation at 350, 405, 543, 633 nm.Spectra-Physics&nbsp;&nbsp;UV Laser ( external chiller unit &amp; pipping).Workstation with 2X LCD, PC Pentium IV 400GB Hard drive.Position -controlable and resonant scanner.Samples include biological specimens (cells) and other materials with fluorescent propertiesObjectivesx20 HCL APO 0.70 air,x40 1.25 NA oil CS&nbsp;&nbsp;&nbsp;&nbsp; HCX PL APO (1.25-0.75) &infin;/0.17/Dx63 1.40 NA oil ŒªBL&nbsp;&nbsp; HCX PL APO (1.40-0.60) &infin;/0.17/Ex100 1.40 NA oil CS&nbsp;&nbsp;&nbsp;&nbsp;HCX PL APO (1.40-0.70) &infin;/0.17/D | Professor Arwyn Jones | +44 (0)29 2087 6431 | jonesat@cardiff.ac.uk | equipment@cardiff.ac.uk | Pharmacy and Pharmaceutical Sciences | Adeilad Redwood |  | https://www.cardiff.ac.uk/research-equipment/equipment/view/confocal-microscopy
Equipment | E403511 | Contact Profilometer | Taylor/Hobson Form Talysurf | Contact profilometer with standard and minature diamond stylus and 2D and 3D measurement options. Measurement of surface form and roughness with 1 mm dynamic range. | F481533 |  | Dr Rhys Pullin | +44 (0)29 2087 9374 | PullinR@cardiff.ac.uk | equipment@cardiff.ac.uk | Engineering | Queen's Buildings |  | https://www.cardiff.ac.uk/research-equipment/equipment/view/contact-profilometer
Equipment | E394569 | Conventional fluorescence microscope | DM/AF6000 Microscope system (Leica Microsystems) with Neurolucida/StereoInvestigator cell reconstruction (Microbrightfield Inc) | Leica DM/AF6000 system: Fully PC controlled upright microscope for multi-channel imaging. Flexible illumination and filter options. Contrast modes: Bright field and DIC (transmission), epi-fluorescence. DFC 350 mono CCD camera. DM6000/MBF system: Accurate PC-controlled XYZ stage, neuron and general cell tracing/reconstruction including flexible wide-area tiling. Stereological analysis of morphological features. MBF CX9000 colour CCD camera. | F482132 |  | Mr Nick White | +44 (0)29 2087 0502 | WhiteN@cardiff.ac.uk | equipment@cardiff.ac.uk | Optometry and Vision Sciences | Optometry and Vision Sciences |  | https://www.cardiff.ac.uk/research-equipment/equipment/view/conventional-fluorescence-microscope
Equipment | E394571 | Conventional fluroscence microscope DMRA2 | DMRA2 (Leica Microscience) | Flexible illumination and filter options. Contrast modes: Bright field and Phase Contrast (transmission), epi-fluorescence. Full colour (RGB) 1.3 - 12 Mpixel microscanning firewire CCD camera | F482132 |  | Mr Nick White | +44 (0)29 2087 0502 | WhiteN@cardiff.ac.uk | equipment@cardiff.ac.uk | Optometry and Vision Sciences | Optometry and Vision Sciences |  | https://www.cardiff.ac.uk/research-equipment/equipment/view/conventional-fluroscence-microscope-dmra2
Equipment | E403529 | Cooling Towers | Balticare Ltd, VXT 600R Cooling Towers | Two cooling towers with a 10MW combined cooling capacity | F481705 |  | Mr Steve Morris | +44 (0)79 5715 4955 | MorrisSM@cardiff.ac.uk | equipment@cardiff.ac.uk | Engineering |  |  | https://www.cardiff.ac.uk/research-equipment/equipment/view/cooling-towers
Equipment | E403549 | Coriolis Meters | Emerson Process Management, Coriolis Meters | Coriolis mass flow meters; F300, CMF 050, CMF 025 and CMF 010 | F481705 |  | Mr Steve Morris | +44 (0)79 5715 4955 | MorrisSM@cardiff.ac.uk | equipment@cardiff.ac.uk | Engineering |  |  | https://www.cardiff.ac.uk/research-equipment/equipment/view/coriolis-meters
Equipment | E483628 | Covaris M220 Ultrasonic Sample Processor | Covaris M220 | A variety of genome analysis methods require input material to be fragmented to a precise size before Illumina library prep and sequencing. | F483607 |  |  |  |  | equipment@cardiff.ac.uk | Biosciences | Sir Martin Evans Building |  | https://www.cardiff.ac.uk/research-equipment/equipment/view/covaris-m220-ultrasonic-sample-processor
Equipment | E403569 | Crossbeam platform of Scanning Electron Microscope and Focus Ion Beam | Focused Ion Bean - Zeiss 1540xB | SEM and FIB equipped with SE2, InLens, SBED and STEM detectors with additional EDX module. Suitable for imaging, nano and sub micro milling and chemical analysis of no biological objects. | F481727 |  | Dr Emmanuel Brousseau | +44 (0)29 2087 5752 | BrousseauE@cardiff.ac.uk | equipment@cardiff.ac.uk | Engineering | Adeiladau'r Frenhines |  | https://www.cardiff.ac.uk/research-equipment/equipment/view/crossbeam-platform-of-scanning-electron-microscope-and-focus-ion-beam
Equipment | E403589 | Cryo Stop-Flow Kinetics Spectrometer | Hi-Tech (TgK) | Cryo Stop-Flow Kinetics. |  |  | Dr Mahmoud Akhtar | +44 (0)29 2087 0680 | AkhtarM@cardiff.ac.uk | equipment@cardiff.ac.uk | Chemistry |  |  | https://www.cardiff.ac.uk/research-equipment/equipment/view/cryo-stop-flow-kinetics-spectrometer
Equipment | E394589 | Cryostat (frozen section microtome) | CM3050S (Leica Microscience) | Motorized sectioning. Encapsulated microtome. Chamber temperature down to -40¬∞C. Specimen temperature down to -50¬∞C. Section thickness setting: 0.5 to 300 ¬µm. Maximum specimen size: 55 x 70 mm. http://www.well.ox.ac.uk/cytogenetics/cryostat05.shtml | F482132 |  | Mr Nick White | +44 (0)29 2087 0502 | WhiteN@cardiff.ac.uk | equipment@cardiff.ac.uk | Optometry and Vision Sciences | Optometry and Vision Sciences |  | https://www.cardiff.ac.uk/research-equipment/equipment/view/cryostat-frozen-section-microtome
Equipment | E403618 | CU-Isothermal oedoemeter | Developed in house | Enables measuring one-dimensional deformation and isochoric swelling pressure for expansive soils at a maximum temperature of 70 deg C. | F481721 |  | Dr Snehasis Tripathy | +44 (0)29 2087 9377 | TripathyS@cardiff.ac.uk | equipment@cardiff.ac.uk | Engineering | Queen's Buildings |  | https://www.cardiff.ac.uk/research-equipment/equipment/view/cu-isothermal-oedoemeter
Equipment | E403629 | CU-Null-type axis-translation device | Developed in house | Measures negative pore-water pressures of soil samples up to - 500 kPa. | F481721 |  | Dr Snehasis Tripathy | +44 (0)29 2087 9377 | TripathyS@cardiff.ac.uk | equipment@cardiff.ac.uk | Engineering | Queen's Buildings |  | https://www.cardiff.ac.uk/research-equipment/equipment/view/cu-null-type-axis-translation-device
Equipment | E403691 | CU-Swelling pressure-hydraulic conductivity testing device | Developed in house | Enables measuring swelling pressure and hydraulic conductivity of heavily compacted swelling soils under isochoric condition with precise inflow and outflow measurements of fluid plus vapor control tests for partial wetting of soil samples. | F481721 |  | Dr Snehasis Tripathy | +44 (0)29 2087 9377 | TripathyS@cardiff.ac.uk | equipment@cardiff.ac.uk | Engineering | Queen's Buildings |  | https://www.cardiff.ac.uk/research-equipment/equipment/view/cu-swelling-pressure-hydraulic-conductivity-testing-device
Equipment | E403709 | CU-Thermo-hydraulic column testing device | Developed in house | 100 mm dia. and 100 mm high, thermally insulated cell, enables measuring swelling pressure, relative humidity, and temperature during tests on compacted soils under various thermal (max. applied temp 100 deg C), and hydraulic gradients. | F481721 |  | Dr Snehasis Tripathy | +44 (0)29 2087 9377 | TripathyS@cardiff.ac.uk | equipment@cardiff.ac.uk | Engineering | Queen's Buildings |  | https://www.cardiff.ac.uk/research-equipment/equipment/view/cu-thermo-hydraulic-column-testing-device
Equipment | E403733 | Current and Voltage Transducers |  | Range of differential voltage probes, current transformers, current probe amplifiers, rogowski coils etc for low voltage measurements (<1kV) and current measurements up to 50kA | F481745 |  | Mr Stephen Robson | +44 (0)29 2087 5351 | RobsonS1@cardiff.ac.uk | equipment@cardiff.ac.uk | Engineering | Queen's Buildings |  | https://www.cardiff.ac.uk/research-equipment/equipment/view/current-and-voltage-transducers
Equipment | E394591 | CW Laser source at 1064nm | Laser 2000 MLIII 1064 DPSS module | 1064nm wavelength, power 1.5W | F481517 |  | Professor Paola Borri | +44 (0)29 2087 9356 | BorriP@cardiff.ac.uk | equipment@cardiff.ac.uk | Biosciences | Sir Martin Evans Building |  | https://www.cardiff.ac.uk/research-equipment/equipment/view/cw-laser-source-at-1064nm
Equipment | E394609 | CW Laser source at 420nm | Coherent OBIS | 421 nm wavelength, power 100mW | F481517 |  | Professor Paola Borri | +44 (0)29 2087 9356 | BorriP@cardiff.ac.uk | equipment@cardiff.ac.uk | Biosciences | Sir Martin Evans Building |  | https://www.cardiff.ac.uk/research-equipment/equipment/view/cw-laser-source-at-420nm
Equipment | E394949 | CW Laser source at 532m | Laser Quantum GEM | 532nm wavelength, power 2W | F481517 |  | Professor Paola Borri | +44 (0)29 2087 9356 | BorriP@cardiff.ac.uk | equipment@cardiff.ac.uk | Biosciences | Sir Martin Evans Building |  | https://www.cardiff.ac.uk/research-equipment/equipment/view/cw-laser-source-at-532m
Equipment | E394963 | CW Laser source at 660nm | Laser Quantum Ignis | 660nm wavelength, power 750mW | F481517 |  | Professor Paola Borri | +44 (0)29 2087 9356 | BorriP@cardiff.ac.uk | equipment@cardiff.ac.uk | Biosciences | Sir Martin Evans Building |  | https://www.cardiff.ac.uk/research-equipment/equipment/view/cw-laser-source-at-660nm
Equipment | E403749 | CyberGlove,18-sensor, left and right hand | CyberGlove,18-sensor, left and right hand | Datagloves for capturing Hand motion data. | F481918 |  | Dr Yulia Hicks | +44 (0)29 2087 5945 | HicksYA@cardiff.ac.uk | equipment@cardiff.ac.uk | Engineering | Queen's Buildings |  | https://www.cardiff.ac.uk/research-equipment/equipment/view/cyberglove,18-sensor,-left-and-right-hand
Equipment | E394970 | Cyclotron | Cyclone 18/9 | Used to produce a range of radioisotopes including, but not limited to, 18F, 13N, 15O, 11C, 89Zr | F482018 |  |  |  |  | equipment@cardiff.ac.uk | Medicine | Main Hospital Building |  | https://www.cardiff.ac.uk/research-equipment/equipment/view/cyclotron
Equipment | E394230 | Cytiva Biacore T200 | Cytiva Biacore T200 | Biosensor technology for monitoring molecular interactions in real time, without the use of labels. Molecules can include proteins, peptides, nucleic acids, carbohydrates, lipids and low molecular weight molecules such as pharmaceuticals. | F481546 |  | Jane Chappelle | +44 (0)7713 500 450 | chappellej@cardiff.ac.uk | equipment@cardiff.ac.uk | Medicine | Henry Wellcome Building for Biomedical Research |  | https://www.cardiff.ac.uk/research-equipment/equipment/view/cytiva-biacore-t200
Equipment | E403789 | Data Storage ‚Äì Server | Cybula Data Store (SUN) | Data Storage - Server |  |  | Mr Laurence Semmens | +44 (0)29 2087 5539 | SemmensLR@cardiff.ac.uk | equipment@cardiff.ac.uk | Computer Science and Informatics |  |  | https://www.cardiff.ac.uk/research-equipment/equipment/view/data-storage-server
Equipment | E394990 | Dell Vicon PC | Dell Vicon PC | Specialist software. Not on general network. | F482030 |  | Mr Matthew Williamson | +44 (0)29 2068 7748 | WilliamsonM@cardiff.ac.uk | equipment@cardiff.ac.uk | Healthcare Sciences | Ty Dewi Sant |  | https://www.cardiff.ac.uk/research-equipment/equipment/view/dell-vicon-pc
Equipment | E2454175 | Delsys sEMG Wireless Electromyography System | Delsys Trigno 32 Channel Wireless EMG system | Wireless Electromyography system for measurement of muscle activity. | F2454154 | 32 channels Delsys Wireless Trigno EMG + XYZ sensorsInter-Electrode Spacing 10 mmSize 27 x 37 x 13 mmMass 14 g | Professor Cathy Holt | +44 (0)29 2087 6436 | mskbrf@cardiff.ac.uk | equipment@cardiff.ac.uk | Engineering | Queen's Buildings - South Building |  | https://www.cardiff.ac.uk/research-equipment/equipment/view/delsys-semg-wireless-electromyography-system
Equipment | E403810 | DFIG test rig | LUCAS NULLE | This equipment is used to investigate the design and operation of modern wind power stations. The effect of wind force and the mechanical design of wind power stations can be emulated down to precise detail using the servo machine testing stand and the WindSim software. The control unit for the double-feed asynchronous machine permits user-friendly operation and visualisation during the experiments. | F481976 |  | Dr Daniel Rogers | +44 (0)29 2089 0795 | RogersDJ@cardiff.ac.uk | equipment@cardiff.ac.uk | Engineering | Queen's Buildings |  | https://www.cardiff.ac.uk/research-equipment/equipment/view/dfig-test-rig
Equipment | E2508399 | Diamond Growth Reactor (Boxer) | Seki 6500 |  |  |  | Professor Oliver Williams | +44 (0)29 2087 4978 | williamso@cardiff.ac.uk | equipment@cardiff.ac.uk | Physics and Astronomy | Queen's Buildings |  | https://www.cardiff.ac.uk/research-equipment/equipment/view/diamond-growth-reactor-boxer
Equipment | E2514527 | Diamond Growth Reactor (Persephone) | Carat Systems CTS 6U |  |  |  | Professor Oliver Williams | +44 (0)29 2087 4978 | williamso@cardiff.ac.uk | equipment@cardiff.ac.uk | Physics and Astronomy | Queen's Buildings |  | https://www.cardiff.ac.uk/research-equipment/equipment/view/diamond-growth-reactor-persephone
Equipment | E2508404 | Diamond Growth Reactor (Raskolnikov) | Seki SDS5250 |  |  |  | Professor Oliver Williams | +44 (0)29 2087 4978 | williamso@cardiff.ac.uk | equipment@cardiff.ac.uk | Physics and Astronomy | Queen's Buildings |  | https://www.cardiff.ac.uk/research-equipment/equipment/view/diamond-growth-reactor-raskolnikov
Equipment | E403830 | Die Sinking Micro Electro Discharge Machining | AGIETRON Compact Micro | One of the first micro EDM machine produced by AGIE, it was modified in house to perform research in micro EDM milling, (Ra down to 0.2micro meter, structure sizes down to around 50 micro meter, aspect ratio >100). | F481727 |  | Dr Samuel Bigot | +44 (0)29 2087 5946 | BigotS@cardiff.ac.uk | equipment@cardiff.ac.uk | Engineering | Adeiladau'r Frenhines |  | https://www.cardiff.ac.uk/research-equipment/equipment/view/die-sinking-micro-electro-discharge-machining
Equipment | E403869 | Differential scanning calorimeter | Netzsch / DSC 200 | Specific heat and melting point. | F482129 |  | Dr Gao Min | +44 (0)29 2087 5034 | Min@cardiff.ac.uk | equipment@cardiff.ac.uk | Engineering | Queen's Buildings |  | https://www.cardiff.ac.uk/research-equipment/equipment/view/differential-scanning-calorimeter
Equipment | E403889 | Digital Image Correlation System | Limess | Measurement of displacements in a 3D field using digital cameras. | F481533 |  | Dr Rhys Pullin | +44 (0)29 2087 9374 | PullinR@cardiff.ac.uk | equipment@cardiff.ac.uk | Engineering | Queen's Buildings |  | https://www.cardiff.ac.uk/research-equipment/equipment/view/digital-image-correlation-system
Equipment | E394991 | Digital optical tracking system | Vicon 8 Camera digital optical tracking system | Infra-red based tracking of reflective markers to record human movement. Direct daylight has detrimental effect on performance of equipment. | F482030 |  | Mr Matthew Williamson | +44 (0)29 2068 7748 | WilliamsonM@cardiff.ac.uk | equipment@cardiff.ac.uk | Healthcare Sciences | Ty Dewi Sant |  | https://www.cardiff.ac.uk/research-equipment/equipment/view/digital-optical-tracking-system
Equipment | E403949 | Digital Oscilloscope | Agilent DSO9254A | 2.5 GHz 20GSa/s. | F481561 |  | Dr Jonathan Lees | +44 (0)29 2087 4318 | LeesJ2@cardiff.ac.uk | equipment@cardiff.ac.uk | Engineering | Queen's Buildings |  | https://www.cardiff.ac.uk/research-equipment/equipment/view/digital-oscilloscope
Equipment | E395009 | Digital photography | Nikon D90 digital SLR | The Nikon D90 is suitable for general-purpose photography or macroimaging. | F383195 | Nikon D90 digital camera with the following len options: Nikon DX AF-S Nikkor 18-105mm zoom lens; Nikon AF Micro Nikkor 60mm F2.8 macro lens; Tokina Pro 28-70mm lens; Nikon 60mm lens. A number of bespoke macro lenses are also available for use with the camera. Tripods, studio lighting and transillumination sources are available upon request. | Dr Anthony J Hayes | +44 (0)29 2087 6611 | HayesAJ@cardiff.ac.uk | equipment@cardiff.ac.uk | Biosciences | Sir Martin Evans Building |  | https://www.cardiff.ac.uk/research-equipment/equipment/view/digital-photography
Equipment | E403950 | Digital Sampling Oscilloscope mainframe + Sampling Heads | Tektronix DSA 8200 | 4 true differential channels. | F481561 |  | Dr Jonathan Lees | +44 (0)29 2087 4318 | LeesJ2@cardiff.ac.uk | equipment@cardiff.ac.uk | Engineering | Queen's Buildings |  | https://www.cardiff.ac.uk/research-equipment/equipment/view/digital-sampling-oscilloscope-mainframe-sampling-heads
Equipment | E2517954 | Dilution fridge | Dilution fridge. | Dilution fridge, down to 8mK, accurate therometry, large experimental plate, 8T magnet. |  |  | Professor Sean Giblin | +44 (0)29 2087 6277 | giblinsr@cardiff.ac.uk | equipment@cardiff.ac.uk | Physics and Astronomy | Adeiladau'r Frenhines |  | https://www.cardiff.ac.uk/research-equipment/equipment/view/dilution-fridge
Equipment | E403989 | DSO Digital Storage Oscilloscope | Agilent DSO-X 92004A | 20 GHz, 80 GSa/s. | F481561 |  | Dr Jonathan Lees | +44 (0)29 2087 4318 | LeesJ2@cardiff.ac.uk | equipment@cardiff.ac.uk | Engineering | Queen's Buildings |  | https://www.cardiff.ac.uk/research-equipment/equipment/view/dso-digital-storage-oscilloscope
Equipment | E404009 | DSO oscilloscope | Tektronix 11801A | 50 GHz sampling scope, 8 bit resolution, 5120 points. | F481561 |  | Dr Jonathan Lees | +44 (0)29 2087 4318 | LeesJ2@cardiff.ac.uk | equipment@cardiff.ac.uk | Engineering | Queen's Buildings |  | https://www.cardiff.ac.uk/research-equipment/equipment/view/dso-oscilloscope
Equipment | E2454210 | Dual-energy X-ray absorptiometry (DXA) DEXA Bone Density Scanner | Hologic ‚Äì Vertec Discovery (Delphi-A) QDR Series. | DXA uses low dose ionising radiation to produce images of the body to measure bone mineral density (BMD) and bone mineral composition (BMC), and overall body composition. | F2454154 | Superior BMD measurement &ndash; fast, high resolution, linear scanning provides accurate BMD results with superior precision.High Resolution Imaging with &ldquo;True&rdquo; linear fan-beam acquisition &ndash; true fan beam enables rapid, high resolution single-energy imaging, as well as superb dual energy bone density measurements by eliminating the beam overlap errors and image distortion.High definition Digital DXA detectors &ndash; using the same imaging detector technology and geometry as state-of-the-art computed tomography (CT) systems.Speed and image quality - Captures hip and spine with as fast as 10 second regional scanning time. Better than 1.8Lp/mm imaging resolution.Instant vertebral assessment &ndash; rapid 10 second, single-energy imaging of the entire spine.Consistency of scanning &ndash; the system performs continuous, automatic collaboration, ensuring precise results from exam to exam.Image ProTM* - Advanced digital imaging processing sharpens your view of vertebral fractures.E-Reporting &ndash; Advanced remote interpretation and reporting software.Low radiation dose - the effective dose for a whole body scan is 2-10 &micro;Sv which is less than half of the dose from a standard chest x-ray 14 &micro;Sv, which is equivalent to one days&rsquo; worth of natural background radiation (Oatway et al. 2016). | Dr David Williams | +44 (0)29 2087 6436 | mskbrf@cardiff.ac.uk | equipment@cardiff.ac.uk | Engineering | Trevithick Building |  | https://www.cardiff.ac.uk/research-equipment/equipment/view/dual-energy-x-ray-absorptiometry-dxa-dexa-bone-density-scanner
Equipment | E395044 | Dual photon microscope | PRAIRIE2 controllers | Dual photon microscope component. |  |  | Professor Vincenzo Crunelli | +44 (0)29 2087 4091 | Crunelli@cardiff.ac.uk | equipment@cardiff.ac.uk | Biosciences |  |  | https://www.cardiff.ac.uk/research-equipment/equipment/view/dual-photon-microscope
Equipment | E2514536 | Dynamic Light Scattering | Malvern Zetasizer Nano ZS with autotitrator. | Particle size and zeta potential. |  |  | Professor Oliver Williams | +44 (0)29 2087 4978 | williamso@cardiff.ac.uk | equipment@cardiff.ac.uk | Physics and Astronomy | Queen's Buildings |  | https://www.cardiff.ac.uk/research-equipment/equipment/view/dynamic-light-scattering
Equipment | E395046 | Echo Machine | GE Healthcare | Image Vault 5 & EchoPAC PC BT09 | [5 empty] | equipment@cardiff.ac.uk | Medicine |  |  | https://www.cardiff.ac.uk/research-equipment/equipment/view/echo-machine
Equipment | E395049 | Echo machine console & work station | GE Medical Systems |  |  |  | Professor Alan Fraser | +44 (0)29 2074 4986 | FraserAG@cardiff.ac.uk | equipment@cardiff.ac.uk | Medicine |  |  | https://www.cardiff.ac.uk/research-equipment/equipment/view/echo-machine-console-And-work-station
Equipment | E404029 | EDM Spark Eroder | AgieTron Innovation EDM Spark Eroder |  | F390769 |  | Mr Andrew Rankmore | +44 (0)29 2087 5903 | RankmoreAS@cardiff.ac.uk | equipment@cardiff.ac.uk | Engineering | Queen's Buildings |  | https://www.cardiff.ac.uk/research-equipment/equipment/view/edm-spark-eroder
Equipment | E1472085 | EEG 128 Channel | BioSemi | Active and Passive electrode set up. | F481671 |  | Clare Anderson | +44 (0)29 2087 6912 | cubric@cardiff.ac.uk | equipment@cardiff.ac.uk | Psychology | Cardiff University Brain Research Imaging Centre |  | https://www.cardiff.ac.uk/research-equipment/equipment/view/eeg-128-channel
Equipment | E404032 | Electro-magnetic sensor based motion capture system | Ascention MotionStar | MotionStar Magnetic Motion Capture System for two people, 24 markers in total. | F481918 |  | Dr Yulia Hicks | +44 (0)29 2087 5945 | HicksYA@cardiff.ac.uk | equipment@cardiff.ac.uk | Engineering | Queen's Buildings |  | https://www.cardiff.ac.uk/research-equipment/equipment/view/electro-magnetic-sensor-based-motion-capture-system
Equipment | E395109 | Electro-myography equipment | Noraxon 8 Channel EMG Units x 2 | Requires expert user to oversee use for electrode placement. | F482030 |  | Mr Matthew Williamson | +44 (0)29 2068 7748 | WilliamsonM@cardiff.ac.uk | equipment@cardiff.ac.uk | Healthcare Sciences | Ty Dewi Sant |  | https://www.cardiff.ac.uk/research-equipment/equipment/view/electro-myography-equipment
Equipment | E395130 | Electro-myography equipment Megawin EMG 4 | Megawin EMG 4 Channel Muscle Tester x 2 | Requires expert user to oversee use for electrode placement. | F482030 |  | Mr Matthew Williamson | +44 (0)29 2068 7748 | WilliamsonM@cardiff.ac.uk | equipment@cardiff.ac.uk | Healthcare Sciences | Ty Dewi Sant |  | https://www.cardiff.ac.uk/research-equipment/equipment/view/electro-myography-equipment-megawin-emg-4
Equipment | E395111 | Electro-myography equipment Megawin EMG 8 | Megawin EMG 8 Channel Muscle Tester x 2 | Requires expert user to oversee use for electrode placement. | F482030 |  | Mr Matthew Williamson | +44 (0)29 2068 7748 | WilliamsonM@cardiff.ac.uk | equipment@cardiff.ac.uk | Healthcare Sciences | Ty Dewi Sant |  | https://www.cardiff.ac.uk/research-equipment/equipment/view/electro-myography-equipment-megawin-emg-8
Equipment | E2527287 | Electrochemiluminescence immunoassay imager (MSD¬Æ platform) | MESO QuickPlex SQ 120. | MSD's QuickPlex instrument offers affordable access to high-performance single and multiplex electrochemiluminescence immunoassays. |  |  | Jane Chappelle | +44 (0)7713 500 450 | chappellej@cardiff.ac.uk | equipment@cardiff.ac.uk | Medicine | Henry Wellcome Building for Biomedical Research |  | https://www.cardiff.ac.uk/research-equipment/equipment/view/electrochemiluminescence-immunoassay-imager-msd-platform
Equipment | E404089 | Electroforming machine | SA/1000 Electroform System DM | The machine is utilised to produce micro and nanostructured masters / mould inserts for hot embossing and micro injection moulding by using an galvanic process (nickel sulfamate bath). | F481727 |  | Dr Emmanuel Brousseau | +44 (0)29 2087 5752 | BrousseauE@cardiff.ac.uk | equipment@cardiff.ac.uk | Engineering | Adeiladau'r Frenhines |  | https://www.cardiff.ac.uk/research-equipment/equipment/view/electroforming-machine
Equipment | E395170 | Electron Microscope | Philips (TEM) CM12 | Digital Cameras and Imaging Software, and are fitted with X-Ray Detectors for Elemental Analysis | F481546 |  | Mrs Charlotte James | +44 (0)29 2068 7004 | JamesCE2@cardiff.ac.uk | equipment@cardiff.ac.uk | Medicine | Main Hospital Building |  | https://www.cardiff.ac.uk/research-equipment/equipment/view/electron-microscope
Equipment | E395137 | Electron Microscope JEOL (SEM) 840A | JEOL (SEM) 840A | Digital Cameras and Imaging Software, and are fitted with X-Ray Detectors for Elemental Analysis, Elemental Mapping Cryo-Stage and Cryo-Attachment for sample preparation | F481546 |  | Jane Chappelle | +44 (0)7713 500 450 | chappellej@cardiff.ac.uk | equipment@cardiff.ac.uk | Medicine | Main Hospital Building |  | https://www.cardiff.ac.uk/research-equipment/equipment/view/electron-microscope-jeol-sem-840a
Equipment | E395189 | Electrophysiology eq | NPI |  |  |  | Dr Dave Edwards | +44 (0)29 2074 2913 | EdwardsDH@cardiff.ac.uk | equipment@cardiff.ac.uk | Medicine |  |  | https://www.cardiff.ac.uk/research-equipment/equipment/view/electrophysiology-eq
Equipment | E404109 | EMG System | Delsys |  | F482011 |  | Dr Gemma Whatling | +44 (0)29 2087 7900 | WhatlingGM@cardiff.ac.uk | equipment@cardiff.ac.uk | Engineering | Adeiladau'r Frenhines |  | https://www.cardiff.ac.uk/research-equipment/equipment/view/emg-system
Equipment | E404129 | EMX Micro Spectrometer | Bruker | EPR | F481678 |  | Professor Damien Murphy | +44 (0)29 2087 5850 | MurphyDM@cardiff.ac.uk | equipment@cardiff.ac.uk | Chemistry | Main Building |  | https://www.cardiff.ac.uk/research-equipment/equipment/view/emx-micro-spectrometer
Equipment | E404149 | EMX Spectrometer 1 | Bruker | EPR | F481678 |  | Professor Damien Murphy | +44 (0)29 2087 5850 | MurphyDM@cardiff.ac.uk | equipment@cardiff.ac.uk | Chemistry | Main Building |  | https://www.cardiff.ac.uk/research-equipment/equipment/view/emx-spectrometer-1
Equipment | E404150 | EMX Spectrometer 2 | Bruker | EPR | F481678 |  | Professor Damien Murphy | +44 (0)29 2087 5850 | MurphyDM@cardiff.ac.uk | equipment@cardiff.ac.uk | Chemistry | Main Building |  | https://www.cardiff.ac.uk/research-equipment/equipment/view/emx-spectrometer-2
Equipment | E404169 | ENA series Network Analyser | Agilent E5071B | 300 kHz to 8.5 GHz, 125 dB dynamic range. | F481561 |  | Dr Jonathan Lees | +44 (0)29 2087 4318 | LeesJ2@cardiff.ac.uk | equipment@cardiff.ac.uk | Engineering | Queen's Buildings |  | https://www.cardiff.ac.uk/research-equipment/equipment/view/ena-series-network-analyser
Equipment | E404170 | Environmental AFM | Vecco TAC1 | Surface Science. |  |  | Dr Mahmoud Akhtar | +44 (0)29 2087 0680 | AkhtarM@cardiff.ac.uk | equipment@cardiff.ac.uk | Chemistry |  |  | https://www.cardiff.ac.uk/research-equipment/equipment/view/environmental-afm
Equipment | E404189 | Environmental SEM (Scanning Electron Microscope) | FEI XL30 Field Emission Gun Environmental SEM (ESEM). | Allows magnifications up to 500,000x on conventional coated/conducting samples. Has the capability for high resolution SEM of uncoated and even hydrated 'wet' samples. | F482035 | Resolution is better than 10 nm using the SE detector, and the BSE detector allows imaging of mean atomic mass variations.The EDS is used for standardless semi-quantitative point analyses and X-ray mapping of elements heavier than carbon.Variable pressure controls mean uncoated samples can be imaged along with gold- or carbon-coated samples.A gaseous secondary electron detector (GSE) combined with a Peltier cooling stage enables operation in &lsquo;wet&rsquo; ESEM mode.The stage is adjustable in x-y-z dimensions and can be tilted allowing irregularly shaped samples to be accommodated. | Dr Duncan Muir | +44 (0)29 2087 5059 | muird1@cardiff.ac.uk | equipment@cardiff.ac.uk | Earth and Environmental Sciences | Main Building |  | https://www.cardiff.ac.uk/research-equipment/equipment/view/environmental-scanning-electron-microscope
Equipment | E483689 | epMotion5075 Pipetting Robot | epMotion5075 | The epMotion5075 is a fluid-handling robot capable of manipulating samples in various formats including microcentrifuge tubes, 96 well plates and 384 well plates. | [5 empty] | equipment@cardiff.ac.uk | Biosciences | Sir Martin Evans Building |  | https://www.cardiff.ac.uk/research-equipment/equipment/view/epmotion5075-pipetting-robot
Equipment | E404191 | ESG-D series signal generator | Agilent E4433B | 250 kHz to 4 GHz, 14 bit IQ resolution . | F481561 |  | Dr Jonathan Lees | +44 (0)29 2087 4318 | LeesJ2@cardiff.ac.uk | equipment@cardiff.ac.uk | Engineering | Queen's Buildings |  | https://www.cardiff.ac.uk/research-equipment/equipment/view/esg-d-series-signal-generator
Equipment | E1474561 | Evaporator 4 | Lesker, Pro Line PVD200 | Thin film deposition system - thermal or e-beam metals -Al, Au, Ag, Cr, Zn, Ti, Ni. Sputter- Al, ITO and NiCr. | F1472090 |  | Saleem Shabbir |  | ICS@cardiff.ac.uk | equipment@cardiff.ac.uk | Physics and Astronomy | Queen's Buildings |  | https://www.cardiff.ac.uk/research-equipment/equipment/view/evaporator-4
Equipment | E1474604 | Evaporator 5 | Lesker, Pro Line PVD200 | Thin film deposition system with UHV Egun system - thermal or e-beam metals- Al, Au, Ti, Pt, Ni, AuGe | F1472090 |  | Saleem Shabbir |  | ICS@cardiff.ac.uk | equipment@cardiff.ac.uk | Physics and Astronomy | Queen's Buildings |  | https://www.cardiff.ac.uk/research-equipment/equipment/view/evaporator-5
Equipment | E1474615 | Evaporator 6 | BUHLER, Boxer, dielectric evaporator. | With ebeam gun - thermal or e-beam metals- Al, Au, Ti, SiO2. Sputter- SiO2 and SiN. | F1472090 |  | Saleem Shabbir |  | ICS@cardiff.ac.uk | equipment@cardiff.ac.uk | Physics and Astronomy | Queen's Buildings |  | https://www.cardiff.ac.uk/research-equipment/equipment/view/evaporator-6
Equipment | E404209 | EXA Signal Analyzer | Agilent N9010A | 10Hz - 26.5 GHz | F481561 |  | Dr Jonathan Lees | +44 (0)29 2087 4318 | LeesJ2@cardiff.ac.uk | equipment@cardiff.ac.uk | Engineering | Queen's Buildings |  | https://www.cardiff.ac.uk/research-equipment/equipment/view/exa-signal-analyzer
Equipment | E404229 | EXG Vector Signal Generator | Agilent N5172B | 9 kHz - 6 GHz. | F481561 |  | Dr Jonathan Lees | +44 (0)29 2087 4318 | LeesJ2@cardiff.ac.uk | equipment@cardiff.ac.uk | Engineering | Queen's Buildings |  | https://www.cardiff.ac.uk/research-equipment/equipment/view/exg-vector-signal-generator
Equipment | E404589 | FastScan Cobra hand held laser scanner | FastScan Cobra hand held laser scanner |  | F481918 |  | Dr Yulia Hicks | +44 (0)29 2087 5945 | HicksYA@cardiff.ac.uk | equipment@cardiff.ac.uk | Engineering | Queen's Buildings |  | https://www.cardiff.ac.uk/research-equipment/equipment/view/fastscan-cobra-hand-held-laser-scanner
Equipment | E404610 | Femtosecond Laser systems | Coherent Laser VerdiV-10, Mira, APE OPO PP2 | Femtosecond Laser system covering 350nm to 1600nm wavelength, 76MHz repetition rate, 100fs pulse length, 100mW to 1.5W average laser radiation power. |  |  | Professor Wolfgang Langbein | +44 (0)29 2087 0172 | LangbeinWW@cardiff.ac.uk | equipment@cardiff.ac.uk | Physics and Astronomy |  |  | https://www.cardiff.ac.uk/research-equipment/equipment/view/femtosecond-laser-systems
Equipment | E395209 | Flow cytometer ‚Äì cell analyser | BD FACS Canto | The flow cytometer has two lasers (488nm and 633nm) and can be used for cell analysis only. | F482125 | View technical specifications | Dr Kirsty Richardson | +44 (0)29 2087 5158 | RichardsonK1@cardiff.ac.uk | equipment@cardiff.ac.uk | Biosciences | Sir Martin Evans Building |  | https://www.cardiff.ac.uk/research-equipment/equipment/view/flow-cytometer-cell-analyser
Equipment | E395249 | Flow cytometer ‚Äì cell sorter BD FACS Aria | BD FACS Aria | The flow cytometer has three lasers (405nm, 488nm and 633nm) and can be used for cell analysis or cell sorting into tubes, tissue culture plates or slides. | F482125 |  | Dr Kirsty Richardson | +44 (0)29 2087 5158 | RichardsonK1@cardiff.ac.uk | equipment@cardiff.ac.uk | Biosciences | Sir Martin Evans Building |  | https://www.cardiff.ac.uk/research-equipment/equipment/view/flow-cytometer-cell-sorter-bd-facs-aria
Equipment | E395289 | Flow Cytometry FACSverse | BD FACSVerse | The FACSverse has three lasers enabling three colours to be analysed at the same time without compensation. |  | Technical specificationPlease note this machine is in a containment 1 facility and therefore containment 2 cells can only be used after fixing. |  |  |  | equipment@cardiff.ac.uk | Pharmacy and Pharmaceutical Sciences |  |  | https://www.cardiff.ac.uk/research-equipment/equipment/view/flow-cytometry-facsverse
Equipment | E395310 | Fluorescence microscope | Lumascope Microscope | Continuous video capture of cell biology events using Brightfield, phase contrast,and fluorescence microscopy with an environmentally controlled cell-culture incubator. |  |  | Denise Barrow | +44 (0)29 2087 5827 | barrowd@cardiff.ac.uk | equipment@cardiff.ac.uk | Pharmacy and Pharmaceutical Sciences |  |  | https://www.cardiff.ac.uk/research-equipment/equipment/view/fluorescence-microscope
Equipment | E395332 | Fluorescence Spectrophotometer | Agilent Cary Eclipse Fluorescence Spectrophotometer | Computer controlled ratioing fluorescence spectrophotometer with measurement modes for fluorescence, phosphorescence, chemiluminescence and bioluminescence. |  | Technical specificationCzerny-Turner 0.125m monochromators, 190&ndash;1100nm wavelength range, fixed selectable SBW from 1.5&ndash;20nm, full spectrum Xe pulse lamp single source, horizontal beam geometry, dual R928 PM tubes. Precise imaging and focusing, scan rates from 0.01&ndash;24 000nm/min, 80 data points per second maximum measurement rate in fluorescence mode, non-measurement phase stepping wavelength drive, room light immunity in fluorescence mode. |  |  |  | equipment@cardiff.ac.uk | Pharmacy and Pharmaceutical Sciences |  |  | https://www.cardiff.ac.uk/research-equipment/equipment/view/fluorescence-spectrophotometer
Equipment | E395369 | Fluorescent laser scanning small confocal microscope | Leica TCS SPE | Leica TCS SPE Spectral Confocal Microscope, DMI4000 Inverted Microscope with diode lasers: 405, 488, 532 and 635nm. |  |  | Dr Oleg Gerasimenko | +44 (0)29 2087 0864 | GerasimenkoOV@cardiff.ac.uk | equipment@cardiff.ac.uk | Biosciences |  |  | https://www.cardiff.ac.uk/research-equipment/equipment/view/fluorescent-laser-scanning-small-confocal-microscope
Equipment | E404629 | Fluorolog Laser System | JY Flurolog 3 Laser System | Near, IR Luminescence (time resolved) & steady state |  |  | Dr Mahmoud Akhtar | +44 (0)29 2087 0680 | AkhtarM@cardiff.ac.uk | equipment@cardiff.ac.uk | Chemistry |  |  | https://www.cardiff.ac.uk/research-equipment/equipment/view/fluorolog-laser-system
Equipment | E404649 | Fluoroscopy C-arms x 2 | Siemens Siremobil 2000 |  | F481700 |  | Dr Gemma Whatling | +44 (0)29 2087 7900 | WhatlingGM@cardiff.ac.uk | equipment@cardiff.ac.uk | Engineering | Adeiladau'r Frenhines |  | https://www.cardiff.ac.uk/research-equipment/equipment/view/fluoroscopy-c-arms-x-2
Equipment | E404651 | Fog Chamber and Dielectric Test Set | C&W Fog Chamber Hipotronics HVAC transformer + control unit | For dielectric testing of polluted insulation systems under up to 75kV AC | F481745 |  | Mr Stephen Robson | +44 (0)29 2087 5351 | RobsonS1@cardiff.ac.uk | equipment@cardiff.ac.uk | Engineering | Queen's Buildings |  | https://www.cardiff.ac.uk/research-equipment/equipment/view/fog-chamber-and-dielectric-test-set
Equipment | E395374 | Freeze dryer | Scanvac CoolSafe Freeze Dryer | Lyophiliser capable of removing water and certain solvents (please seek advice on solvent) from liquid samples. |  |  | Professor James Birchall | +44 (0)29 2087 5815 | birchalljc@cardiff.ac.uk | equipment@cardiff.ac.uk | Pharmacy and Pharmaceutical Sciences |  |  | https://www.cardiff.ac.uk/research-equipment/equipment/view/freeze-dryer
Equipment | E404669 | Front End Servers for Graphics Render Farm | SUN 6 US4BRD | 2 x Multicore Sun Servers |  |  | Mr Laurence Semmens | +44 (0)29 2087 5539 | SemmensLR@cardiff.ac.uk | equipment@cardiff.ac.uk | Computer Science and Informatics |  |  | https://www.cardiff.ac.uk/research-equipment/equipment/view/front-end-servers-for-graphics-render-farm
Equipment | E404689 | FT-IR 3100 Series Spectrometer | Varian | FT-IR Analysis. |  |  | Dr Mahmoud Akhtar | +44 (0)29 2087 0680 | AkhtarM@cardiff.ac.uk | equipment@cardiff.ac.uk | Chemistry |  |  | https://www.cardiff.ac.uk/research-equipment/equipment/view/ft-ir-3100-series-spectrometer
Equipment | E404709 | FT-IR Microscope | Varian | FT-IR Analysis. |  |  | Dr Mahmoud Akhtar | +44 (0)29 2087 0680 | AkhtarM@cardiff.ac.uk | equipment@cardiff.ac.uk | Chemistry |  |  | https://www.cardiff.ac.uk/research-equipment/equipment/view/ft-ir-microscope
Equipment | E404711 | FT-IR Spectrometer | Quanti Tech | FT-IR Analysis |  |  | Professor Stan Golunski | +44 (0)29 2087 0826 | GolunskiSE@cardiff.ac.uk | equipment@cardiff.ac.uk | Chemistry |  |  | https://www.cardiff.ac.uk/research-equipment/equipment/view/ft-ir-spectrometer
Equipment | E404729 | FT-IR Spectrometer Varian | Varian | FT-IR Analysis. |  |  | Dr Mahmoud Akhtar | +44 (0)29 2087 0680 | AkhtarM@cardiff.ac.uk | equipment@cardiff.ac.uk | Chemistry |  |  | https://www.cardiff.ac.uk/research-equipment/equipment/view/ft-ir-spectrometer-varian
Equipment | E404730 | Full power converter test rig | LD Didactic | This is a motor-generator unit with required power electronic circuitry to mimic a full power converter wind turbine. The system includes a digital signal processor to implement control algorithms and a higher level controller based on dSPACE to interface with the user. | F482024 |  | Dr Daniel Rogers | +44 (0)29 2089 0795 | RogersDJ@cardiff.ac.uk | equipment@cardiff.ac.uk | Engineering | Adeiladau'r Frenhines |  | https://www.cardiff.ac.uk/research-equipment/equipment/view/full-power-converter-test-rig
Equipment | E404749 | Fused Deposition Modelling | Stratasys | Actual ABS material - Rod form build size 200x200x250. | F390769 |  | Dr Franck Lacan | +44 (0)29 2087 6267 | lacan@cardiff.ac.uk | equipment@cardiff.ac.uk | Engineering | Queen's Buildings |  | https://www.cardiff.ac.uk/research-equipment/equipment/view/fused-deposition-modelling
Equipment | E2454187 | GAITRite Portable Pressure Mat | GAITRite Platinum. | Portable walkway to measure temporal and spatial gait parameters. | F2454154 | Sensor mat (20 foot, 6.09 m). Dedicated software for data collection and analysis. | Dr Gemma Whatling | +44 (0)29 2087 7900 | WhatlingGM@cardiff.ac.uk | equipment@cardiff.ac.uk | Engineering | Queen's Buildings - South Building |  | https://www.cardiff.ac.uk/research-equipment/equipment/view/gaitrite-portable-walkway-pressure-mat
Equipment | E404769 | Gas Analysis Suite | Signal Ltd, Maxsys 900 Gas Analysis Suite | Sample drier and analysers for O2, CO2, NO, NO2, CO, THC. There is also a DMS 500 for measuring soot particle size and number. | F481705 |  | Mr Steve Morris | +44 (0)79 5715 4955 | MorrisSM@cardiff.ac.uk | equipment@cardiff.ac.uk | Engineering |  |  | https://www.cardiff.ac.uk/research-equipment/equipment/view/gas-analysis-suite
Equipment | E404789 | Gas Chromatograph and Mass Spectrometer with an Automated Turbomatrix Headspace Sampler and Thermal Desorber | Perkin Elmer CLARUS 500 GC-MS | For analyses of organic compounds. | F481582 |  | Dr Devin Sapsford | +44 (0)29 2087 5916 | SapsfordDJ@cardiff.ac.uk | equipment@cardiff.ac.uk | Engineering | Queen's Buildings |  | https://www.cardiff.ac.uk/research-equipment/equipment/view/gas-chromatograph-and-mass-spectrometer-with-an-automated-turbomatrix-headspace-sampler-and-thermal-desorber
Equipment | E404809 | Gas isotope ratio mass spectrometer with carbonate preparation device | Thermo MAT 253 and Kiel IV Carbonate Preparation Device | Stable oxygen and carbon isotopes of carbonates, especially suited for small samples down to a weight of 10¬µg. |  |  | Offer ymchwil |  | equipment@cardiff.ac.uk | equipment@cardiff.ac.uk | Earth and Environmental Sciences |  |  | https://www.cardiff.ac.uk/research-equipment/equipment/view/gas-isotope-ratio-mass-spectrometer-with-carbonate-preparation-device
Equipment | E404829 | Gas isotope ratio mass spectrometer with carbonate preparation device Thermo Finnigan MAT 252 | Thermo Finnigan MAT 252 and Kiel III Carbonate Preparation Device | Stable oxygen and carbon isotopes of carbonate samples in the range of 30-150¬µg. |  |  | Professor Ian Hall | +44 (0)29 2087 5612 | Hall@cardiff.ac.uk | equipment@cardiff.ac.uk | Earth and Environmental Sciences |  |  | https://www.cardiff.ac.uk/research-equipment/equipment/view/gas-isotope-ratio-mass-spectrometer-with-carbonate-preparation-device-thermo-finnigan-mat-252
Equipment | E404849 | Gas isotope ratio mass spectrometer with gasbench | Thermo Finnigan Delta V Advantage with Gasbench II and FlashEA | Set up to run large (50-700¬µg) carbonate samples mainly, but can also measure isotopes in organic matter or water (13C, 15N, 18O) |  |  | Offer ymchwil |  | equipment@cardiff.ac.uk | equipment@cardiff.ac.uk | Earth and Environmental Sciences |  |  | https://www.cardiff.ac.uk/research-equipment/equipment/view/gas-isotope-ratio-mass-spectrometer-with-gasbench
Equipment | E395389 | Gel imaging for fluorescence, radioactivity and luminescence | Typhoon 9419 variable mode imager | This system will allow you to rapidly scan gels (eg SDS PAGE gels) for quantitative direct or indirect fluorescence (FITC, GFP, Tx-RED, Alexa Dyes such as -488 and -594) , detection of isotopes 3H, 14C, 125I, 32P, 33P, 35S. Ethidium Bromide can also be detected with this system. |  |  | Professor Arwyn Jones | +44 (0)29 2087 6431 | jonesat@cardiff.ac.uk | equipment@cardiff.ac.uk | Pharmacy and Pharmaceutical Sciences |  |  | https://www.cardiff.ac.uk/research-equipment/equipment/view/gel-imaging-for-fluorescence,-radioactivity-and-luminescence
Equipment | E2454199 | GeneActiv Human Activity Monitors | ActivInsights GeneActiv. | Activgraphy devices for human activity monitoring. | F2454154 | Continuous raw data recording at up to 100Hz.Waterproof.Near-body temperature sensor helps to confirm wear time.0.5Gb of raw data.Rechargeable battery for field deployment recording for up to 1 month.+/- 8g range at 3.9mg resolution. | Professor Cathy Holt | +44 (0)29 2087 6436 | mskbrf@cardiff.ac.uk | equipment@cardiff.ac.uk | Engineering | Queen's Buildings - South Building |  | https://www.cardiff.ac.uk/research-equipment/equipment/view/geneactiv-monitors
Equipment | E395411 | Genotyping Instrument | FP machine | It is used for single genotyping using Amplifluor. |  |  | Ms Helen Richards | +44 (0)29 2068 8484 | RichardsHC@cardiff.ac.uk | equipment@cardiff.ac.uk | Medicine |  |  | https://www.cardiff.ac.uk/research-equipment/equipment/view/genotyping-instrument
Equipment | E404869 | Glovebox | Saffron Secientific Equipment Ltd / Glovebox | Materials preparation in protective atmosphere. | F482129 |  | Dr Gao Min | +44 (0)29 2087 5034 | Min@cardiff.ac.uk | equipment@cardiff.ac.uk | Engineering | Queen's Buildings |  | https://www.cardiff.ac.uk/research-equipment/equipment/view/glovebox
Equipment | E395429 | Good Manufacturing Practice suite | GMP suite | The unit is a fully commissioned and maintained production suite, built for the purpose of teaching, training and the development of processes and products. |  | Technical specificationThe unit has 106m2 of EU GMP Class B/ISO 14644-1Class 5 floor space containing:four double glove, rigid positive pressure Class A Isolatorsan horizontal Laminar Air Flow Cabineta negative pressure 4 glove hazardous products isolator.The unit also provides 45m2 of unclassified production space, currently used for teaching non-sterile production techniques including tablet and capsule development and manufacture. The unit has an adjoining preparation room, a microbiology facility with Class II safety cabinet and non-pharmaceutical autoclaves. CCTV has been installed into all of the central teaching rooms within the aseptic suite, including coverage of the isolators and the non sterile production room. | Dr Allan Cosslett | +44 (0)29 2087 4987 | cosslett@cardiff.ac.uk | equipment@cardiff.ac.uk | Pharmacy and Pharmaceutical Sciences |  |  | https://www.cardiff.ac.uk/research-equipment/equipment/view/good-manufacturing-practice-suite
Equipment | E393790 | Grand Piano | Bosendorfer Piano | Grand Piano | F481969 |  |  |  |  | equipment@cardiff.ac.uk | Music | Music Building |  | https://www.cardiff.ac.uk/research-equipment/equipment/view/grand-piano
Equipment | E393969 | Grand Piano 5 |  | Grand Piano | F481969 |  | School Manager | +44 (0)29 2087 4013 | Equipment@cardiff.ac.uk | equipment@cardiff.ac.uk | Music | Music Building |  | https://www.cardiff.ac.uk/research-equipment/equipment/view/grand-piano-5
Equipment | E393970 | Grand Piano Bluthner | Bluthner Grand | Grand Piano | F481969 |  | School Manager | +44 (0)29 2087 4013 | Equipment@cardiff.ac.uk | equipment@cardiff.ac.uk | Music | Music Building |  | https://www.cardiff.ac.uk/research-equipment/equipment/view/grand-piano-bluthner
Equipment | E393929 | Grand Piano Bosendorfer | Bosendorfer Grand Piano | Grand Piano | F481969 |  | School Manager | +44 (0)29 2087 4013 | Equipment@cardiff.ac.uk | equipment@cardiff.ac.uk | Music | Music Building |  | https://www.cardiff.ac.uk/research-equipment/equipment/view/grand-piano-bosendorfer
Equipment | E393949 | Grand Piano Broadwood | Broadwood Grand | Grand Piano | F481969 |  | School Manager | +44 (0)29 2087 4013 | Equipment@cardiff.ac.uk | equipment@cardiff.ac.uk | Music | Music Building |  | https://www.cardiff.ac.uk/research-equipment/equipment/view/grand-piano-broadwood
Equipment | E393809 | Grand Piano Steinway Piano | Steinway Piano | Grand Piano | F481969 |  | School Manager | +44 (0)29 2087 4013 | Equipment@cardiff.ac.uk | equipment@cardiff.ac.uk | Music | Music Building |  | https://www.cardiff.ac.uk/research-equipment/equipment/view/grand-piano-steinway-piano
Equipment | E404889 | Graphics Render Farm | Graphics Computer Cluster (SUN Microsystems) | 8 x Sun Workstations |  |  | Mr Laurence Semmens | +44 (0)29 2087 5539 | SemmensLR@cardiff.ac.uk | equipment@cardiff.ac.uk | Computer Science and Informatics |  |  | https://www.cardiff.ac.uk/research-equipment/equipment/view/graphics-render-farm
Equipment | E482027 | Grid Simulator Amplifier | Spitzenberger & Spies PAS 1000 amplifier | This composed of three four-quadrant amplifiers, resistive dump load, and control unit. This unit connects directly to the RTDS system and provides a high-fidelity three-phase 400V output to which experimental systems may be connected. The combination of the RTDS and the amplifier effectively allows experimental systems to become part of a realistic AC network (scaled in power rating). | F482024 |  |  |  |  | equipment@cardiff.ac.uk |  |  |  | https://www.cardiff.ac.uk/research-equipment/equipment/view/grid-simulator-amplifier2
Equipment | E404909 | Grinding Machine | BLohm Precimat | Used to cut and grind special grades of glass, and various grades of steels. i.e stainless steels, tool steel, brass etc. This machine has an accuracy of 2 microns. | F481727 |  | Dr Petko Petkov | +44 (0)29 2087 0018 | PetkovP@cardiff.ac.uk | equipment@cardiff.ac.uk | Engineering | Adeiladau'r Frenhines |  | https://www.cardiff.ac.uk/research-equipment/equipment/view/grinding-machine
Equipment | E404929 | Hardness tester | Hardness tester |  | F481727 |  | Dr Emmanuel Brousseau | +44 (0)29 2087 5752 | BrousseauE@cardiff.ac.uk | equipment@cardiff.ac.uk | Engineering | Adeiladau'r Frenhines |  | https://www.cardiff.ac.uk/research-equipment/equipment/view/hardness-tester
Equipment | E393990 | Harpsichord | Gobel Harpsichord | Harpsichord | F481969 |  | School Manager | +44 (0)29 2087 4013 | Equipment@cardiff.ac.uk | equipment@cardiff.ac.uk | Music | Music Building |  | https://www.cardiff.ac.uk/research-equipment/equipment/view/harpsichord
Equipment | E1532636 | High-content fluorescence imaging platform | Perkin Elmer Opera Phenix | Automated, high-content fluorescence imaging system with widefield and confocal capabilities. High-NA water immersion objectives give high resolution and maximise photon harvest. sCMOS cameras provide a large field of view and the system features environmental control for live cell imaging. | F1532616 |  | Andrew Jefferson | +44 (0)29 2251 0895 | JeffersonA@cardiff.ac.uk | equipment@cardiff.ac.uk | Medicine | Hadyn Ellis Building |  | https://www.cardiff.ac.uk/research-equipment/equipment/view/high-content-fluorescence-imaging-platform
Equipment | E404969 | High Current Waveform Generator ‚Äì Lightning Simulator | Lightning Generator and Analytical Equipment | The equipment produces high current waveforms which effectively simulates lightning strikes. The facility is of particular interest to the aircraft industry and complies with ED-84 (the Aircraft Lightning Environment Test Waveform Standard.) | F482001 |  | Dr David Clark | +44 (0)29 2087 5070 | ClarkD@cardiff.ac.uk | equipment@cardiff.ac.uk | Engineering | Queen's Buildings |  | https://www.cardiff.ac.uk/research-equipment/equipment/view/high-current-waveform-generator-lightning-simulator
Equipment | E2527292 | High dimensional flow cytometer | BD FACSymphonyTM A3 Cell Analyzer. | High dimensional flow cytometer with 5 laser configuration (including UV laser). |  |  | Jane Chappelle | +44 (0)7713 500 450 | chappellej@cardiff.ac.uk | equipment@cardiff.ac.uk | Medicine | Henry Wellcome Building for Biomedical Research |  | https://www.cardiff.ac.uk/research-equipment/equipment/view/high-dimensional-flow-cytometer
Equipment | E2536287 | High Frequency Data Acquisition | NI PXIe 5763. | High-frequency digitizer 500 MHz. |  |  | Dr Katherine Dooley |  | DooleyK@cardiff.ac.uk | equipment@cardiff.ac.uk | Physics and Astronomy | Queen's Buildings |  | https://www.cardiff.ac.uk/research-equipment/equipment/view/high-frequency-data-acquisition
Equipment | E1474472 | High Performance Cluster | High Performance Cluster | 100 Compute Nodes, 12 CPU cores, 192 GB of RAM. | F481671 |  | Clare Anderson | +44 (0)29 2087 6912 | cubric@cardiff.ac.uk | equipment@cardiff.ac.uk | Psychology | Cardiff University Brain Research Imaging Centre |  | https://www.cardiff.ac.uk/research-equipment/equipment/view/high-performance-cluster
Equipment | E405089 | High pressure coal gasifier | High Presure Gasifier | High pressure up to 30 bar system used to simulate underground coal gasification. | F481637 |  | Professor Richard Marsh | +44 (0)29 2087 6852 | MarshR@cardiff.ac.uk | equipment@cardiff.ac.uk | Engineering | Queen's Buildings |  | https://www.cardiff.ac.uk/research-equipment/equipment/view/high-pressure-coal-gasifier
Equipment | E395489 | High Pressure Freezer | Leica EMPACT2 | The machine incorporates a high pressure chamber operating at +2000bar, air compressor and liquid nitrogen reservoir; it functions to rapidly cryofix(freeze) small biological samples (200¬µm thick x 0.5mm diam) for further processing for electron microscopy. |  |  | Mr Steve Morgan | +44 (0)29 2087 5347 | MorganSH@cardiff.ac.uk | equipment@cardiff.ac.uk | Optometry and Vision Sciences |  |  | https://www.cardiff.ac.uk/research-equipment/equipment/view/high-pressure-freezer
Equipment | E405109 | High Pressure High Temperature Pipework | HPCR Rig Pipework | Collection of high pressure high temperature pipework that constitutes the HPCR rig | F481705 |  | Mr Steve Morris | +44 (0)79 5715 4955 | MorrisSM@cardiff.ac.uk | equipment@cardiff.ac.uk | Engineering |  |  | https://www.cardiff.ac.uk/research-equipment/equipment/view/high-pressure-high-temperature-pipework
Equipment | E405129 | High Pressure Hot Water Trolley | Lucas Laboratories, Hot Water Trolley | Capable of delivering hot water at 180C and 30bar for gas sample conditioning and probe cooling | F481705 |  | Mr Steve Morris | +44 (0)79 5715 4955 | MorrisSM@cardiff.ac.uk | equipment@cardiff.ac.uk | Engineering |  |  | https://www.cardiff.ac.uk/research-equipment/equipment/view/high-pressure-hot-water-trolley
Equipment | E405149 | High Pressure Optical Rig (HPOC) | High Pressure Optical Rig (HPOC) | Optical test module for use on the HPCR which allows non intrusive measurement access to GT combustors at elevated temperature and pressure | F481705 |  | Mr Steve Morris | +44 (0)79 5715 4955 | MorrisSM@cardiff.ac.uk | equipment@cardiff.ac.uk | Engineering |  |  | https://www.cardiff.ac.uk/research-equipment/equipment/view/high-pressure-optical-rig-hpoc
Equipment | E405169 | High Resolution ICP-Mass Spectrometer | Thermo Finnigan Element XR | The high resolution ICP-MS is used to measure concentrations and ratios of specific elements in acid digested samples in the range of ppm to ppt. | F482137 |  | Dr Carrie Lear | +44 (0)29 2087 9004 | LearC@cardiff.ac.uk | equipment@cardiff.ac.uk | Earth and Environmental Sciences | Main Building |  | https://www.cardiff.ac.uk/research-equipment/equipment/view/high-resolution-icp-mass-spectrometer
Equipment | E395490 | High Resolution Imaging System | Deltavision Core High Resultion Imaging System | High resolution imaging system |  |  | Mr Martin Langley | +44 (0)29 2074 5828 | langleyms@cardiff.ac.uk | equipment@cardiff.ac.uk | Dentistry |  |  | https://www.cardiff.ac.uk/research-equipment/equipment/view/high-resolution-imaging-system
Equipment | E1475539 | High Resolution SEM | Hitachi, Regulus8230 | High resolution SEM imaging, with EDX X-Flash and FlatQuad detectors. | F1472090 |  | Stuart Thomas |  | ICS@cardiff.ac.uk | equipment@cardiff.ac.uk | Physics and Astronomy | Queen's Buildings |  | https://www.cardiff.ac.uk/research-equipment/equipment/view/high-resolution-sem
Equipment | E405189 | High Speed Milling | MIKRON HSM 700 |  | F390769 |  | Mr Andrew Rankmore | +44 (0)29 2087 5903 | RankmoreAS@cardiff.ac.uk | equipment@cardiff.ac.uk | Engineering | Queen's Buildings |  | https://www.cardiff.ac.uk/research-equipment/equipment/view/high-speed-milling
Equipment | E405229 | High temperater and high pressure spray rig | Spray Rig | Rig is used to form sprays for a range of different fluids that required high temperature and pressure observations. | F481637 |  | Professor Richard Marsh | +44 (0)29 2087 6852 | MarshR@cardiff.ac.uk | equipment@cardiff.ac.uk | Engineering | Queen's Buildings |  | https://www.cardiff.ac.uk/research-equipment/equipment/view/high-temperater-and-high-pressure-spray-rig
Equipment | E2514535 | High temperature furnaces | Various. | Temperature ranges up to 1600C, vacuum, ambient and multiple gases (H2, Ar, N2, CH4, O2). |  |  | Professor Oliver Williams | +44 (0)29 2087 4978 | williamso@cardiff.ac.uk | equipment@cardiff.ac.uk | Physics and Astronomy | Queen's Buildings |  | https://www.cardiff.ac.uk/research-equipment/equipment/view/high-temperature-furnaces
Equipment | E1483078 | High Throughput Reactor | Intergrated lab Solutions (ILS) | A 32-fold reactor system with one 16-parallel gas-phase- and one 16-parallel gas and trickle flow fixed bed reactor unit for advanced catalyst testing and process intensification. |  |  | Dr Greg Shaw | +44 (0)29 2087 0748 | ShawG3@cardiff.ac.uk | equipment@cardiff.ac.uk | Chemistry | Y Prif Adeilad |  | https://www.cardiff.ac.uk/research-equipment/equipment/view/high-throughput-reactor
Equipment | E482141 | HiSeq | Illumina HiSeq 2500 | The HiSeq 2500 System is an ultra-high-throughput sequencing system that supports a brorad range of applications and study sizes. Unrivaled data quality using Illumina's proven SBS chemistry has made the HiSeq 2500 the instrument of choice for all major genome centers and leading institutions throughout the world. | F482134 |  | Sarah Edkins |  | EdkinsS@Cardiff.ac.uk | equipment@cardiff.ac.uk |  |  |  | https://www.cardiff.ac.uk/research-equipment/equipment/view/hiseq
Equipment | E395509 | Hot Cells | Gravatom Hot Cells | Used to house radiochemistry systems for the production of radiopharmaceuticals | F482018 |  | Professor Chris Marshall | +44 (0)29 2074 8164 | petic@cardiff.ac.uk | equipment@cardiff.ac.uk | Medicine | Main Hospital Building |  | https://www.cardiff.ac.uk/research-equipment/equipment/view/hot-cells
Equipment | E405250 | Hot Embossing Machine | Jenoptik HEX03 | Structure size from below 100 nanometer up to several millimeter; 2 1/2D Replication of thermoplastic polymers, metallic glasses, ceramic and metal feedstocks; material testing and forming; typical for fluidic and optical devices. | F481705 |  | Dr Samuel Bigot | +44 (0)29 2087 5946 | BigotS@cardiff.ac.uk | equipment@cardiff.ac.uk | Engineering | Adeiladau'r Frenhines |  | https://www.cardiff.ac.uk/research-equipment/equipment/view/hot-embossing-machine
Equipment | E405289 | Hot End Simulator (HES) | Hot End Simulator (HES) | Test module for use on the HPCR in conjunction with the Spey rig for representative aviation GT soot generation | F481705 |  | Mr Steve Morris | +44 (0)79 5715 4955 | MorrisSM@cardiff.ac.uk | equipment@cardiff.ac.uk | Engineering |  |  | https://www.cardiff.ac.uk/research-equipment/equipment/view/hot-end-simulator-hes
Equipment | E405309 | HPC Graphics Node | Viglen HX515Gi | 12 core node with 2 x nVidia Tesla GPUs | F481754 |  | Professor David Walker | +44 (0)29 2087 4205 | WalkerDW@cardiff.ac.uk | equipment@cardiff.ac.uk | Computer Science and Informatics | Queen's Buildings |  | https://www.cardiff.ac.uk/research-equipment/equipment/view/hpc-graphics-node
Equipment | E405329 | HPC Head and Computer Nodes | Viglen | 8 node, 96 core compute server. | F481754 |  | Professor Omer Rana | +44 (0)29 2087 5542 | RanaOF@cardiff.ac.uk | equipment@cardiff.ac.uk | Computer Science and Informatics | Queen's Buildings |  | https://www.cardiff.ac.uk/research-equipment/equipment/view/hpc-head-and-computer-nodes
Equipment | E405334 | HPCR Interface pipework | HPCR Interface pipework | Collection of high pressure high temperature pipework that adapts the HPCR rig to run various test modules | F481705 |  | Mr Steve Morris | +44 (0)79 5715 4955 | MorrisSM@cardiff.ac.uk | equipment@cardiff.ac.uk | Engineering |  |  | https://www.cardiff.ac.uk/research-equipment/equipment/view/hpcr-interface-pipework
Equipment | E483684 | HRM real-time PCR | Roche/Qiagen | 2 x Roche LightCycler 96 instruments and a Qiagen Rotor-Gene Q 5plex. | F483607 |  |  |  |  | equipment@cardiff.ac.uk | Biosciences | Sir Martin Evans Building |  | https://www.cardiff.ac.uk/research-equipment/equipment/view/hrm-real-time-pcr
Equipment | E1475519 | ICP-RIE Etch tool | Oxford Instruments, PlasmPro 100 Cobra 300. | Plasma etch tool - III-V, GaN, SiN etching. | F1472090 |  | Stuart Thomas |  | ICS@cardiff.ac.uk | equipment@cardiff.ac.uk | Physics and Astronomy | Queen's Buildings |  | https://www.cardiff.ac.uk/research-equipment/equipment/view/icp-rie-etch-tool
Equipment | E483627 | Illumina NeoPrep Library Workstation | Illumina | The NeoPrep is a microfluidics workstation that performs automated sequencing adaptor library preps on up to 16 samples per run, with a choice of 24 Illumina TruSeq indexes. | F483607 |  |  |  |  | equipment@cardiff.ac.uk | Biosciences | Sir Martin Evans Building |  | https://www.cardiff.ac.uk/research-equipment/equipment/view/illumina-neoprep-library-workstation
Equipment | E1480554 | Illumina Next Generation Sequencer | Illumina HiSeq 4000 | High-throughput short read (50bp-150bp) Sequencing By Synthesis (SBS). |  |  | Joanne Morgan | +44 (0)29 2068 8365 | morganj60@cardiff.ac.uk | equipment@cardiff.ac.uk | Medicine | Adeilad Hadyn Ellis |  | https://www.cardiff.ac.uk/research-equipment/equipment/view/illumina-next-generation-sequencer
Equipment | E483619 | Illumina NextSeq500 Sequencer | Illumina NextSeq500 | The sequencer can generate single or paired-end reads ranging from 75bp to 150bp in length (e.g. 1x75bp, 2x75bp, 2x150bp) | F483607 |  |  |  |  | equipment@cardiff.ac.uk | Biosciences | Sir Martin Evans Building |  | https://www.cardiff.ac.uk/research-equipment/equipment/view/illumina-nextseq500-sequencer
Equipment | E395510 | Imager | GE Typhoon Trio Imager | Biomolecular gel imaging | F481546 |  | Mrs Charlotte James | +44 (0)29 2068 7004 | JamesCE2@cardiff.ac.uk | equipment@cardiff.ac.uk | Medicine | Main Hospital Building |  | https://www.cardiff.ac.uk/research-equipment/equipment/view/imager
Equipment | E2527286 | Imaging flow cytometer | Amnis¬Æ ImageStream¬Æ X Mark II. | Benchtop, multispectral, imaging flow cytometer designed for the acquisition of up to 12 channels of cellular imagery. |  |  | Jane Chappelle | +44 (0)7713 500 450 | chappellej@cardiff.ac.uk | equipment@cardiff.ac.uk | Medicine | Tenovus Building |  | https://www.cardiff.ac.uk/research-equipment/equipment/view/imaging-flow-cytometer
Equipment | E395533 | Imaris PC workstation | Bitplane Imaris 9.3 C1 for Cell Biologists | PC workstation running Imaris 9.3 C1 for Cell Biologists. This is a software package of advanced rendering and analysis tools for 3D/4D microscopy datasets suitable for researchers requiring a broad range of functionality to study cells and tissues. | F383195 | Full technical details and examples are available via the Imaris website:Imaris for Cell BiologistsFilament Tracer | Dr Anthony J Hayes | +44 (0)29 2087 6611 | HayesAJ@cardiff.ac.uk | equipment@cardiff.ac.uk | Biosciences | Sir Martin Evans Building |  | https://www.cardiff.ac.uk/research-equipment/equipment/view/imaris-pc-workstation
Equipment | E405349 | Impulse Voltage Dividers ‚Äì Capacitive | Range of capacitive dividers for voltage measurements to 700kV | Capacitive voltage dividers for measurement of standard lightning impulses up to 700kV | F481745 |  | Mr Stephen Robson | +44 (0)29 2087 5351 | RobsonS1@cardiff.ac.uk | equipment@cardiff.ac.uk | Engineering | Queen's Buildings |  | https://www.cardiff.ac.uk/research-equipment/equipment/view/impulse-voltage-dividers-capacitive
Equipment | E405369 | Impulse Voltage Dividers ‚Äì Resistive | Haefely R800, Haefely R200 | Resistive voltage dividers for measurement of very fast front lightning impulses up to 800kV | F481745 |  | Mr Stephen Robson | +44 (0)29 2087 5351 | RobsonS1@cardiff.ac.uk | equipment@cardiff.ac.uk | Engineering | Queen's Buildings |  | https://www.cardiff.ac.uk/research-equipment/equipment/view/impulse-voltage-dividers-resistive
Equipment | E395589 | In-shoe pressure measurement system | Pedar X Unit | Callibration needed. Requires expert user. | F482030 |  | Mr Matthew Williamson | +44 (0)29 2068 7748 | WilliamsonM@cardiff.ac.uk | equipment@cardiff.ac.uk | Healthcare Sciences | Ty Dewi Sant |  | https://www.cardiff.ac.uk/research-equipment/equipment/view/in-shoe-pressure-measurement-system
Equipment | E395590 | In-shoe pressure measurement system Pedar C Unit | Pedar C Unit | Callibration needed. Requires expert user. | F482030 |  | Mr Matthew Williamson | +44 (0)29 2068 7748 | WilliamsonM@cardiff.ac.uk | equipment@cardiff.ac.uk | Healthcare Sciences | Ty Dewi Sant |  | https://www.cardiff.ac.uk/research-equipment/equipment/view/in-shoe-pressure-measurement-system-pedar-c-unit
Equipment | E405389 | Inductively coupled plasma mass spectrometer | Thermo X2 ICP-MS | Mass spectrometer capable of analysing 78 elements at part per billion concentrations. Used for geochemical analysis of rocks, soils, waters and other liquid samples. | F481677 |  | Dr Iain McDonald | +44 (0)29 2087 7302 | McDonaldI1@cardiff.ac.uk | equipment@cardiff.ac.uk | Earth and Environmental Sciences | Main Building |  | https://www.cardiff.ac.uk/research-equipment/equipment/view/inductively-coupled-plasma-mass-spectrometer
Equipment | E405473 | Inductively-coupled plasma mass spectrometer and 21nm UV laser ablation system | Thermo X2 ICPMS and New Wave Research UP213 UV laser ablation system | Mass spectrometer with laser ablation system for geochemical analysis of 72 elements at ppb levels in solid samples. | F481677 |  | Dr Iain McDonald | +44 (0)29 2087 7302 | McDonaldI1@cardiff.ac.uk | equipment@cardiff.ac.uk | Earth and Environmental Sciences | Main Building |  | https://www.cardiff.ac.uk/research-equipment/equipment/view/inductively-coupled-plasma-mass-spectrometer-and-21nm-uv-laser-ablation-system
Equipment | E405409 | Inductively Coupled Plasma Mass Spectrometer Thermo X-Series | Thermo X-Series 1 ICP-MS | For elemental analyses of aqueous samples down to detection levels of part per trillion. | F481582 |  | Dr Devin Sapsford | +44 (0)29 2087 5916 | SapsfordDJ@cardiff.ac.uk | equipment@cardiff.ac.uk | Engineering | Queen's Buildings |  | https://www.cardiff.ac.uk/research-equipment/equipment/view/inductively-coupled-plasma-mass-spectrometer-thermo-x-series
Equipment | E405450 | Inductively coupled plasma-optical emission spectrometer | JY Horiba Ultima2 ICP-OES | Emission spectrometer for analysis of up to 78 elements at ppm and ppb levels in rocks, soils, waters and other samples. | F481677 |  | Dr Iain McDonald | +44 (0)29 2087 7302 | McDonaldI1@cardiff.ac.uk | equipment@cardiff.ac.uk | Earth and Environmental Sciences | Main Building |  | https://www.cardiff.ac.uk/research-equipment/equipment/view/inductively-coupled-plasma-optical-emission-spectrometer
Equipment | E405429 | Inductively Coupled Plasma Optical Emission Spectrometer | Perkin Elmer Optima 2100 DV ICP-OES | For elemental analyses of aqueous samples. | F481582 |  | Dr Devin Sapsford | +44 (0)29 2087 5916 | SapsfordDJ@cardiff.ac.uk | equipment@cardiff.ac.uk | Engineering | Queen's Buildings |  | https://www.cardiff.ac.uk/research-equipment/equipment/view/inductively-coupled-plasma-optical-emmission-spectrometer
Equipment | E405509 | Infitesima Video AFM | Infitesima | Surface Science. |  |  | Dr Mahmoud Akhtar | +44 (0)29 2087 0680 | AkhtarM@cardiff.ac.uk | equipment@cardiff.ac.uk | Chemistry |  |  | https://www.cardiff.ac.uk/research-equipment/equipment/view/infitesima-video-afm
Equipment | E405529 | Infrared Microscope | Quatum Focus / Infrascope III | Temperatures, temperature profile, thermal imagine on micro-scale. | F482129 |  | Dr Gao Min | +44 (0)29 2087 5034 | Min@cardiff.ac.uk | equipment@cardiff.ac.uk | Engineering | Queen's Buildings |  | https://www.cardiff.ac.uk/research-equipment/equipment/view/infrared-microscope
Equipment | E405549 | Injection moulder | Arburg Injection Moulding Facility | 50 tonne clamping force. | F481533 |  | Dr Rhys Pullin | +44 (0)29 2087 9374 | PullinR@cardiff.ac.uk | equipment@cardiff.ac.uk | Engineering | Queen's Buildings |  | https://www.cardiff.ac.uk/research-equipment/equipment/view/injection-moulder
Equipment | E405569 | Injection Moulding Machine | Batternfeld, model BA 750 CDK |  | F390769 |  | Mr Andrew Rankmore | +44 (0)29 2087 5903 | RankmoreAS@cardiff.ac.uk | equipment@cardiff.ac.uk | Engineering | Queen's Buildings |  | https://www.cardiff.ac.uk/research-equipment/equipment/view/injection-moulding-machine
Equipment | E405591 | Injection moulding sensors | Kistler | Kistler 2869B101 COMO Injection 12 channel input system with thermocouples and 3 Piezoresistive absolute pressure sensors. | F481727 |  | Mr Andrew Hopkins | +44 (0)29 2087 6725 | HopkinsAC2@cardiff.ac.uk | equipment@cardiff.ac.uk | Engineering | Adeiladau'r Frenhines |  | https://www.cardiff.ac.uk/research-equipment/equipment/view/injection-moulding-sensors
Equipment | E405609 | Inlet Pipework From Compressor To Rigs | Inlet Pipework From Compressor To Rigs | Collection of high temperature high pressure pipes, valves, bellows and a water cooler that carry the compressed air from the compressor to the rig inlets | F481705 |  | Mr Steve Morris | +44 (0)79 5715 4955 | MorrisSM@cardiff.ac.uk | equipment@cardiff.ac.uk | Engineering |  |  | https://www.cardiff.ac.uk/research-equipment/equipment/view/inlet-pipework-from-compressor-to-rigs
Equipment | E405629 | Interconnected Soundproof Booths Lab with Audio/Video recording facilities | Interconnected Soundproof Booths Lab |  | F481918 |  | Dr Yulia Hicks | +44 (0)29 2087 5945 | HicksYA@cardiff.ac.uk | equipment@cardiff.ac.uk | Engineering | Queen's Buildings |  | https://www.cardiff.ac.uk/research-equipment/equipment/view/interconnected-soundproof-booths-lab-with-audiovideo-recording-facilities
Equipment | E405653 | Interferometer | VEECO NT3300 Interferometer | Has stitching capability; samples must be highly reflective; 1nm resolution in Z; approx. 1um in x, y | F481686 |  | Professor David Barrow | +44 (0)29 2087 5921 | Barrow@cardiff.ac.uk | equipment@cardiff.ac.uk | Engineering | Queen's Buildings |  | https://www.cardiff.ac.uk/research-equipment/equipment/view/interferometer
Equipment | E393731 | Interplay Media Indexer | Avid AS3000 | Dual Xenon L5518, 12gb Ram, 1TB Hd. | F391010 |  | Mrs Julie Jewell | +44 (0)29 2087 0792 | JewellJ2@cardiff.ac.uk | equipment@cardiff.ac.uk | Journalism, Media and Cultural Studies | Adeilad Bute |  | https://www.cardiff.ac.uk/research-equipment/equipment/view/interplay-media-indexer
Equipment | E395610 | Inverted fluorescent microscope | Leica DM IRE2 Microscope | Inverted fluorescent microscope | F383195 |  | Mr Mark Bishop | +44 (0)29 2088 8512 | BishopM@cardiff.ac.uk | equipment@cardiff.ac.uk | Biosciences | Adeilad Hadyn Ellis |  | https://www.cardiff.ac.uk/research-equipment/equipment/view/inverted-fluorescent-microscope
Equipment | E395615 | Inverted microscope with CCD camera | IX 71 (Nikon Instruments) + DFC 350 (Leica) | Basic inverted microscope with CCD camera operating with Twain driver through ImageJ. Contrast modes: brightfield, Phase contrast (transmission). Epi-fluorescence. | F482132 |  | Mr Nick White | +44 (0)29 2087 0502 | WhiteN@cardiff.ac.uk | equipment@cardiff.ac.uk | Optometry and Vision Sciences | Optometry and Vision Sciences |  | https://www.cardiff.ac.uk/research-equipment/equipment/view/inverted-microscope-with-ccd-camera
Equipment | E482143 | Ion Chef | ThermoFisher Scientific Ion Chef | The Ion Chef‚Ñ¢ System provides automated, high-throughput template preparation and reproducible chip loading for Ion Proton users at any experience level. | F482134 |  | Sarah Edkins |  | EdkinsS@Cardiff.ac.uk | equipment@cardiff.ac.uk | Medicine |  |  | https://www.cardiff.ac.uk/research-equipment/equipment/view/ion-chef
Equipment | E405689 | Ion Chromatograph | Dionex ICS-2000 Ion Chromatograph | For analyses of aqueous cations and anions. | F481582 |  | Dr Devin Sapsford | +44 (0)29 2087 5916 | SapsfordDJ@cardiff.ac.uk | equipment@cardiff.ac.uk | Engineering | Queen's Buildings |  | https://www.cardiff.ac.uk/research-equipment/equipment/view/ion-chromatograph
Equipment | E482152 | Ion Proton | ThermoFisher Scientific Ion Proton | Next Generation DNA Sequencer | F482134 |  | Sarah Edkins |  | EdkinsS@Cardiff.ac.uk | equipment@cardiff.ac.uk | Medicine |  |  | https://www.cardiff.ac.uk/research-equipment/equipment/view/ion-proton
Equipment | E1475518 | Ion Torrent Short read Next Generation Sequencer | Life Technologies Ion Torrent Proton |  |  |  | Joanne Morgan | +44 (0)29 2068 8365 | morganj60@cardiff.ac.uk | equipment@cardiff.ac.uk | Medicine | 118 Heol Maendy |  | https://www.cardiff.ac.uk/research-equipment/equipment/view/ion-torrent-short-read-next-generation-sequencer
Equipment | E395649 | Ion trap mass spectrometer with UPLC | Orbitrap Velos, ThermoFisher | Used for lipid structural analysis | F481527 |  | Professor Valerie O'Donnell | +44 (0)29 2068 7313 | O-DonnellVB@cardiff.ac.uk | equipment@cardiff.ac.uk | Medicine | Main Hospital Building |  | https://www.cardiff.ac.uk/research-equipment/equipment/view/ion-trap-mass-spectrometer-with-uplc
Equipment | E405709 | ISCAN Video Based Eye Tracker |  |  | F481918 |  | Dr Yulia Hicks | +44 (0)29 2087 5945 | HicksYA@cardiff.ac.uk | equipment@cardiff.ac.uk | Engineering | Queen's Buildings |  | https://www.cardiff.ac.uk/research-equipment/equipment/view/iscan-video-based-eye-tracker
Equipment | E2536286 | Isolated Optics Table | TMC. | 3 connected optics tables. |  |  | Dr Katherine Dooley |  | DooleyK@cardiff.ac.uk | equipment@cardiff.ac.uk | Physics and Astronomy | Queen's Buildings |  | https://www.cardiff.ac.uk/research-equipment/equipment/view/isolated-optics-table
Equipment | E2454198 | K-Scan joint analysis system | Tekscan K-Scan. | Tool to measure how the contact surfaces of articulating bones are functioning and loading for objective joint analysis. | F2454154 | Multiple sensor designs allow for various types of joint analysis, such as shoulder, wrist, knee, ankle, and more. Scanning speed of up to 100 Hz. | Professor Cathy Holt | +44 (0)29 2087 6436 | mskbrf@cardiff.ac.uk | equipment@cardiff.ac.uk | Engineering | Queen's Buildings - South Building |  | https://www.cardiff.ac.uk/research-equipment/equipment/view/k-scan-joint-analysis-system
Equipment | E405729 | Kerr Domain Observation System | Developed in house | Observation and recording of dynamic magnetic domain structures from DC to power frequencies. Resolution up to 21 MP. Shutter speed up to 1825 FPS. Range of objectives up to 50x giving <1 micron resolution. | F370334 |  |  |  |  | equipment@cardiff.ac.uk | Engineering | Queen's Buildings |  | https://www.cardiff.ac.uk/research-equipment/equipment/view/kerr-domain-observation-system
Equipment | E395669 | Kistler Force Platforms | Kistler Force Platforms | Not portable - fixed to lab floor | F482030 |  | Mr Matthew Williamson | +44 (0)29 2068 7748 | WilliamsonM@cardiff.ac.uk | equipment@cardiff.ac.uk | Healthcare Sciences | Ty Dewi Sant |  | https://www.cardiff.ac.uk/research-equipment/equipment/view/kistler-force-platforms
Equipment | E395730 | Laboratory based X-ray Scattering Equipment | Bruker nanostar | Used to analyse nanostructured materials, yielding information on particle size, shape and orientation in liquid, powders and bulk samples. These are mainly biomaterials, for example collagen based tissues. |  |  | Mr Steve Morgan | +44 (0)29 2087 5347 | MorganSH@cardiff.ac.uk | equipment@cardiff.ac.uk | Optometry and Vision Sciences |  |  | https://www.cardiff.ac.uk/research-equipment/equipment/view/laboratory-based-x-ray-scattering-equipment
Equipment | E405749 | Lapping and polishing system | Engis | Uses a copper plate, specialist cloth and diamond slurry to lapp and polish down to 1micron | F481727 |  | Dr Petko Petkov | +44 (0)29 2087 0018 | PetkovP@cardiff.ac.uk | equipment@cardiff.ac.uk | Engineering | Adeiladau'r Frenhines |  | https://www.cardiff.ac.uk/research-equipment/equipment/view/lapping-and-polishing-system
Equipment | E405769 | Large 3D Printer | Objet Connex 500 | Multi Material printer 16 micron reolution, 500 x 400 x 200mm. | F481727 |  | Mr Andrew Hopkins | +44 (0)29 2087 6725 | HopkinsAC2@cardiff.ac.uk | equipment@cardiff.ac.uk | Engineering | Adeiladau'r Frenhines |  | https://www.cardiff.ac.uk/research-equipment/equipment/view/large-3d-printer
Equipment | E405789 | Large Co-ordinate Measuring Machine (CMM) | Mitutoyo Euro Apex | Renishaw REVO retrofit machine capacity approx 1200X900X1500. | F481727 |  | Mr Andrew Hopkins | +44 (0)29 2087 6725 | HopkinsAC2@cardiff.ac.uk | equipment@cardiff.ac.uk | Engineering | Adeiladau'r Frenhines |  | https://www.cardiff.ac.uk/research-equipment/equipment/view/large-co-ordinate-measuring-machine-cmm
Equipment | E395769 | Laser | Coherent Verdi-V18 | This laser is part of a two photon microscope used for real-time imaging, the apparatus comprises two lasers and a Leitz microscope mounted on an optical bench. |  |  | Dr Guy Major | +44 (0)29 2087 9039 | MajorG@cardiff.ac.uk | equipment@cardiff.ac.uk | Biosciences |  |  | https://www.cardiff.ac.uk/research-equipment/equipment/view/laser
Equipment | E2536285 | Laser amplifiers | NeoVan. | 20 W laser amplifiers for 1064nm. |  |  | Dr Katherine Dooley |  | DooleyK@cardiff.ac.uk | equipment@cardiff.ac.uk | Physics and Astronomy | Queen's Buildings |  | https://www.cardiff.ac.uk/research-equipment/equipment/view/laser-amplifiers
Equipment | E405810 | Laser based measuring system | 3D PDA system | Used to measure droplets and velocities related to sprays of different fuels. | F481637 |  | Professor Richard Marsh | +44 (0)29 2087 6852 | MarshR@cardiff.ac.uk | equipment@cardiff.ac.uk | Engineering | Queen's Buildings |  | https://www.cardiff.ac.uk/research-equipment/equipment/view/laser-based-measuring-system
Equipment | E405829 | Laser based particle sizing equipment | Malvern Masterizer X | Measure particles and particle size distribution up to 600 micron in both wet and dry conditions. | F481637 |  | Professor Richard Marsh | +44 (0)29 2087 6852 | MarshR@cardiff.ac.uk | equipment@cardiff.ac.uk | Engineering | Queen's Buildings |  | https://www.cardiff.ac.uk/research-equipment/equipment/view/laser-based-particle-sizing-equipment
Equipment | E395952 | Laser particle sizing/counting device | Nanosight/LM10 (sizing equipment) | [6 empty] | equipment@cardiff.ac.uk | Medicine |  |  | https://www.cardiff.ac.uk/research-equipment/equipment/view/laser-particle-sizingcounting-device
Equipment | E1532637 | Laser scanning confocal | Leica SP8 | Laser scanning confocal microscope for high quality fluorescence imaging. Hybrid detectors and prism-based spectral optics enhance sensitivity. | F1532616 |  | Andrew Jefferson | +44 (0)29 2251 0895 | JeffersonA@cardiff.ac.uk | equipment@cardiff.ac.uk | Medicine | Hadyn Ellis Building |  | https://www.cardiff.ac.uk/research-equipment/equipment/view/laser-scanning-confocal
Equipment | E395969 | Light microscope | Prairie2 photon microscope | 2 photon microscope. |  |  | Offer ymchwil |  | equipment@cardiff.ac.uk | equipment@cardiff.ac.uk | Biosciences |  |  | https://www.cardiff.ac.uk/research-equipment/equipment/view/light-microscope
Equipment | E395970 | Liquid chromatography‚Äìmass spectrometry (LC-MS) | Thermo HPLC Spectra System | including Degasser, Quaternary Gradient Pump, Autosampler, and UV2000 UV/Vis Detector. Thermo LCQ Classic LCMS with ESI Source (Ion Trap LCMS). |  |  | Dr Andrew Westwell | +44 (0)29 2087 5800 | westwella@cardiff.ac.uk | equipment@cardiff.ac.uk | Pharmacy and Pharmaceutical Sciences | Adeilad Redwood |  | https://www.cardiff.ac.uk/research-equipment/equipment/view/liquid-chromatographymass-spectrometry-lc-ms
Equipment | E395989 | Liquid Handler | Robotic System Microlab 5 | FOR TRANSFER OF SINGLE SAMPLES USING ROBOTIC PIPETTE. |  |  | Ms Helen Richards | +44 (0)29 2068 8484 | RichardsHC@cardiff.ac.uk | equipment@cardiff.ac.uk | Medicine |  |  | https://www.cardiff.ac.uk/research-equipment/equipment/view/liquid-handler
Equipment | E395990 | Liquid Handling Robot | Biomek FX robotic system | For transfer of single or multiple sample (upto 96) liquid samples. |  |  | Ms Helen Richards | +44 (0)29 2068 8484 | RichardsHC@cardiff.ac.uk | equipment@cardiff.ac.uk | Medicine |  |  | https://www.cardiff.ac.uk/research-equipment/equipment/view/liquid-handling-robot
Equipment | E2527291 | Liquid handling robot | Eppendorf epMotion¬Æ P5073 liquid handling robot. | This robot is a flexible system for automating any time-consuming and complex pipetting procedures. |  |  | Jane Chappelle | +44 (0)7713 500 450 | chappellej@cardiff.ac.uk | equipment@cardiff.ac.uk | Medicine | Henry Wellcome Building for Biomedical Research |  | https://www.cardiff.ac.uk/research-equipment/equipment/view/liquid-handling-robot3
Equipment | E405873 | Load test machines | Various - MTS, DARTEC, AVERY, DENNISON, LOSENHOWSEN | Range of load machines that can perform static (5N-200kN) and dynamic (5N-500kN) structural testing | F481533 |  | Dr Rhys Pullin | +44 (0)29 2087 9374 | PullinR@cardiff.ac.uk | equipment@cardiff.ac.uk | Engineering | Queen's Buildings |  | https://www.cardiff.ac.uk/research-equipment/equipment/view/load-test-machines
Equipment | E1474568 | Long read Next generation sequencer | Pacific Biosciences Sequel | Single Molecule Real-Time (SMRT) Sequencing with average read lengths up to 30kb. |  |  | Joanne Morgan | +44 (0)29 2068 8365 | morganj60@cardiff.ac.uk | equipment@cardiff.ac.uk | Medicine | 118 Heol Maendy |  | https://www.cardiff.ac.uk/research-equipment/equipment/view/long-read-next-generation-sequencer
Equipment | E2517964 | Low Energy Electron Microscope | Elmitec LEEM III. | Microscope imaging with backscattered low energy electrons. The microscope enables real-time imaging of real and reciprocal space of a sample undergoing a process (such as growth, desorption, annealing). Resolution 5-10 nm in x/y plane. Atomic resolution in z-direction. |  |  | Dr Juan Pereiro Viterbo | +44 (0)29 2087 0933 | pereiroviterboj@cardiff.ac.uk | equipment@cardiff.ac.uk | Physics and Astronomy | Adeiladau'r Frenhines |  | https://www.cardiff.ac.uk/research-equipment/equipment/view/low-energy-electron-microscope
Equipment | E405889 | LOWNOX rigs | LOWNOX rigs | Test module for use on the HPCR for researching LOWNOX GT technology at elevated pressure and temperature | F481705 |  | Mr Steve Morris | +44 (0)79 5715 4955 | MorrisSM@cardiff.ac.uk | equipment@cardiff.ac.uk | Engineering |  |  | https://www.cardiff.ac.uk/research-equipment/equipment/view/lownox-rigs
Equipment | E405909 | Machine Tool Probing refits |  | Mikron HSM700; DMU 60T VMC (3.5 axis); DMU 60T VMC (5 axis). | F481727 |  | Mr Andrew Hopkins | +44 (0)29 2087 6725 | HopkinsAC2@cardiff.ac.uk | equipment@cardiff.ac.uk | Engineering | Adeiladau'r Frenhines |  | https://www.cardiff.ac.uk/research-equipment/equipment/view/machine-tool-probing-refits
Equipment | E396009 | Macro-zoom imaging system | Meiji macro-imaging system | Suitable for brightfield imaging of small samples such as whole-mounts, culture plates, gels or large tissue sections. | F383195 | The instrument consists of an Optem Zoom 125 micro-inspection lens system (zoom range 0.52x &ndash; 6.5x; zoom ratio 1:12.5) coupled to a Jenoptik Progres CFscan colour digital camera. The system has both transmitted and incident light LED illumination. | Dr Anthony J Hayes | +44 (0)29 2087 6611 | HayesAJ@cardiff.ac.uk | equipment@cardiff.ac.uk | Biosciences | Sir Martin Evans Building |  | https://www.cardiff.ac.uk/research-equipment/equipment/view/macro-zoom-imaging-system
Equipment | E405929 | Magnetic Property Measurement System | Quantum Design MPMS | The Magnetic Property Measurement System (MPMS) performs DC characterisation utilising a reciprocating sample and SQUID (superconducting quantum interference device) detection for ultimate resolution at magnetic fields up to 5T. | F370334 |  | Dr Philip Anderson | +44 (0)29 2087 5564 | AndersonPI1@cardiff.ac.uk | equipment@cardiff.ac.uk | Engineering | Queen's Buildings |  | https://www.cardiff.ac.uk/research-equipment/equipment/view/magnetic-property-measurement-system
Equipment | E405949 | Magnetostriction Measurement System | Developed in house | Allows the characterisation of magnetostriction in electrical steel strip under a range of applied stress from -10MPa to +10MPa. | F370334 |  | Dr Philip Anderson | +44 (0)29 2087 5564 | AndersonPI1@cardiff.ac.uk | equipment@cardiff.ac.uk | Engineering | Queen's Buildings |  | https://www.cardiff.ac.uk/research-equipment/equipment/view/magnetostriction-measurement-system
Equipment | E396089 | Mass Spectrometer Applied Biosystems 4000 | Applied Biosystems 4000 Q-Trap Mass Spectrometer | HPLC coupled to triple quad ion trap hybrid mass spectrometer | F481527 |  | Professor Valerie O'Donnell | +44 (0)29 2068 7313 | O-DonnellVB@cardiff.ac.uk | equipment@cardiff.ac.uk | Medicine | Main Hospital Building |  | https://www.cardiff.ac.uk/research-equipment/equipment/view/mass-spectrometer-applied-biosystems-4000
Equipment | E406030 | Mass Spectrometer Bruker AmaZon LC/MS | Bruker AmaZon LC/MS | Small molecules/peptides/protein analysis. |  |  | Dr Mahmoud Akhtar | +44 (0)29 2087 0680 | AkhtarM@cardiff.ac.uk | equipment@cardiff.ac.uk | Chemistry | Y Prif Adeilad |  | https://www.cardiff.ac.uk/research-equipment/equipment/view/mass-spectrometer-bruker-amazon-lcms
Equipment | E396109 | Mass spectrometer Bruker microtof | Bruker microtof mass spectrometer | This is a benchtop instrument with electrospray ionization, capable of operating in positive and negative ion modes, and a high sensitivity Time-of-Flight mass analyzer with Exact Mass measurements capability. Sample injection is usually performed manually, but automation is possible for large quantities of samples. |  |  | Dr Fabrizio Pertusati | +44 (0)29 2087 4551 | pertusatif1@cardiff.ac.uk | equipment@cardiff.ac.uk | Pharmacy and Pharmaceutical Sciences | Adeilad Redwood |  | https://www.cardiff.ac.uk/research-equipment/equipment/view/mass-spectrometer-bruker-microtof
Equipment | E406129 | Mass Spectrometer ‚Äì High Vacuum | Mithro Technologies TAP 2 | Powders, Temporal analysis |  |  | Dr Mahmoud Akhtar | +44 (0)29 2087 0680 | AkhtarM@cardiff.ac.uk | equipment@cardiff.ac.uk | Chemistry |  |  | https://www.cardiff.ac.uk/research-equipment/equipment/view/mass-spectrometer-high-vacuum
Equipment | E1476167 | Mass Spectrometer (ICP-MS) | Agilent 7900 |  |  |  | Dr Rob Jenkins | +44 (0)29 2087 6750 | jenkinsr1@cardiff.ac.uk | equipment@cardiff.ac.uk | Chemistry | Y Prif Adeilad |  | https://www.cardiff.ac.uk/research-equipment/equipment/view/mass-spectrometer-icp-ms
Equipment | E1476093 | Mass Spectrometer (LCMS) | Waters Xevo |  |  |  | Dr Rob Jenkins | +44 (0)29 2087 6750 | jenkinsr1@cardiff.ac.uk | equipment@cardiff.ac.uk | Chemistry | Y Prif Adeilad |  | https://www.cardiff.ac.uk/research-equipment/equipment/view/mass-spectrometer-lcms
Equipment | E1482999 | Mass Spectrometer (MALDI) | Bruker Auoflex Speed | High Resolution Mass Spectrometer used to characterise peptides, proteins and polymers. |  |  | Dr Rob Jenkins | +44 (0)29 2087 6750 | jenkinsr1@cardiff.ac.uk | equipment@cardiff.ac.uk | Chemistry | Y Prif Adeilad |  | https://www.cardiff.ac.uk/research-equipment/equipment/view/mass-spectrometer-maldi
Equipment | E1476174 | Mass Spectrometer (TGA_FTIR_GCMS) | Perkin Elmer TGA_FTIR_GCMS |  |  |  | Dr Rob Jenkins | +44 (0)29 2087 6750 | jenkinsr1@cardiff.ac.uk | equipment@cardiff.ac.uk | Chemistry | Y Prif Adeilad |  | https://www.cardiff.ac.uk/research-equipment/equipment/view/mass-spectrometer-tga_ftir_gcms
Equipment | E406109 | Mass Spectrometer Waters fraction links system | Waters fraction links system | Separation/purification of chemicals. | F481987 |  | Dr Mahmoud Akhtar | +44 (0)29 2087 0680 | AkhtarM@cardiff.ac.uk | equipment@cardiff.ac.uk | Chemistry | Y Prif Adeilad |  | https://www.cardiff.ac.uk/research-equipment/equipment/view/mass-spectrometer-waters-fraction-links-system
Equipment | E406049 | Mass Spectrometer Waters GCT Premier | Waters GCT Premier | Small/medium size organic molecule analysis. | F481987 |  | Dr Mahmoud Akhtar | +44 (0)29 2087 0680 | AkhtarM@cardiff.ac.uk | equipment@cardiff.ac.uk | Chemistry | Y Prif Adeilad |  | https://www.cardiff.ac.uk/research-equipment/equipment/view/mass-spectrometer-waters-gct-premier
Equipment | E406073 | Mass Spectrometer Waters GCT Premier | Waters GCT Premier | Separate/Characterise volatile mixtures. | F481987 |  | Dr Mahmoud Akhtar | +44 (0)29 2087 0680 | AkhtarM@cardiff.ac.uk | equipment@cardiff.ac.uk | Chemistry | Y Prif Adeilad |  | https://www.cardiff.ac.uk/research-equipment/equipment/view/mass-spectrometer-waters-gct-premier2
Equipment | E406089 | Mass Spectrometer Waters LCT premier XE | Waters LCT premier XE | Small molecule/peptides/protein analysis. | F481987 |  | Dr Mahmoud Akhtar | +44 (0)29 2087 0680 | AkhtarM@cardiff.ac.uk | equipment@cardiff.ac.uk | Chemistry | Y Prif Adeilad |  | https://www.cardiff.ac.uk/research-equipment/equipment/view/mass-spectrometer-waters-lct-premier-xe
Equipment | E406009 | Mass Spectrometer Waters maldi micro MX | Waters maldi micro MX | Peptides, proteins, polymers. | F481987 |  | Dr Mahmoud Akhtar | +44 (0)29 2087 0680 | AkhtarM@cardiff.ac.uk | equipment@cardiff.ac.uk | Chemistry | Y Prif Adeilad |  | https://www.cardiff.ac.uk/research-equipment/equipment/view/mass-spectrometer-waters-maldi
Equipment | E405991 | Mass Spectrometer Waters Q | Waters Q - TOF Micro LCMS | Small molecule, peptides, proteins & seperation/identification of mixtures. | F481987 |  | Dr Mahmoud Akhtar | +44 (0)29 2087 0680 | AkhtarM@cardiff.ac.uk | equipment@cardiff.ac.uk | Chemistry | Y Prif Adeilad |  | https://www.cardiff.ac.uk/research-equipment/equipment/view/mass-spectrometer-waters-q
Equipment | E1475579 | MassArray Genotyping platform | Agena MassArray Analyser 4 System |  |  |  | Rebecca Sims | +44 (0)29 2068 8450 |  | equipment@cardiff.ac.uk | Medicine | 118 Heol Maendy |  | https://www.cardiff.ac.uk/research-equipment/equipment/view/massarray-genotyping-platform
Equipment | E406149 | Mechanical Property Measurement System | Instron 100kN | +/- 100 kN test system to be used with AC/DC and NDE test systems in order to characterise magnetic materials under stress. | F370334 |  | Dr Philip Anderson | +44 (0)29 2087 5564 | AndersonPI1@cardiff.ac.uk | equipment@cardiff.ac.uk | Engineering | Queen's Buildings |  | https://www.cardiff.ac.uk/research-equipment/equipment/view/mechanical-property-measurement-system
Equipment | E393749 | Media Server | Avid ISIS 5000 | Dual Xenon E5505,12GB, 22TB storage array. | F391010 |  | Mrs Julie Jewell | +44 (0)29 2087 0792 | JewellJ2@cardiff.ac.uk | equipment@cardiff.ac.uk | Journalism, Media and Cultural Studies | Adeilad Bute |  | https://www.cardiff.ac.uk/research-equipment/equipment/view/media-server
Equipment | E406169 | Medium capacity (3.5 MPa) automated oedometer device (pneumatic type) | Controls/Wykeham Farrance | To study compressibility behaviour of saturated soil samples (100mm dia) with pore water pressure disspitation and constant head hydraulic conductivity measurements. |  |  | Dr Snehasis Tripathy | +44 (0)29 2087 9377 | TripathyS@cardiff.ac.uk | equipment@cardiff.ac.uk | Engineering | Queen's Buildings |  | https://www.cardiff.ac.uk/research-equipment/equipment/view/medium-capacity-3.5-mpa-automated-oedometer-device-pneumatic-type
Equipment | E406189 | Mercury analyser | Leco Hg analyser AMA 254 | For the analysis of mercury in solid and liquid samples e.g. coal samples. | F481582 |  | Dr Devin Sapsford | +44 (0)29 2087 5916 | SapsfordDJ@cardiff.ac.uk | equipment@cardiff.ac.uk | Engineering | Queen's Buildings |  | https://www.cardiff.ac.uk/research-equipment/equipment/view/mercury-analyser
Equipment | E406209 | Micro electrical discharge milling machine | SARIX SX-100-HPM 3D | Machine operating similarly to a conventional milling process but instead of removing material through mechanical forces, the material is removed by discharge energy. Typical CAD / CAM approaches are used to machine complex 3D shapes. Feature sizes can go down to 50 um. | F481727 |  | Dr Samuel Bigot | +44 (0)29 2087 5946 | BigotS@cardiff.ac.uk | equipment@cardiff.ac.uk | Engineering | Adeiladau'r Frenhines |  | https://www.cardiff.ac.uk/research-equipment/equipment/view/micro-electrical-discharge-milling-machine
Equipment | E406529 | Micro-gas chromatograph | Varian CP-4900 | For quantiative analysis of light gases from hydrogen to C20 gases. | F481582 |  | Dr Devin Sapsford | +44 (0)29 2087 5916 | SapsfordDJ@cardiff.ac.uk | equipment@cardiff.ac.uk | Engineering | Queen's Buildings |  | https://www.cardiff.ac.uk/research-equipment/equipment/view/micro-gas-chromatograph
Equipment | E406210 | Micro Hardness Tester | Mitutoyo Whizard |  | F481727 |  | Dr Emmanuel Brousseau | +44 (0)29 2087 5752 | BrousseauE@cardiff.ac.uk | equipment@cardiff.ac.uk | Engineering | Adeiladau'r Frenhines |  | https://www.cardiff.ac.uk/research-equipment/equipment/view/micro-hardness-tester
Equipment | E406229 | Micro injection moulding machine | Battenfeld Microsystems 50 | With this machine polymer replicas of micro components or micro and nanostructured small polymer components are manufactured. The technology is aiming for mass production of polymer micro parts. The machine is equipped with a data acquisition system to monitor cavity pressure and temperature. | F481727 |  | Dr Samuel Bigot | +44 (0)29 2087 5946 | BigotS@cardiff.ac.uk | equipment@cardiff.ac.uk | Engineering | Adeiladau'r Frenhines |  | https://www.cardiff.ac.uk/research-equipment/equipment/view/micro-injection-moulding-machine
Equipment | E406549 | Micro-milling machine | Kern HSPC 2216 | Polymer concrete monoblock frame for vibration absortion, Positional & repetition accuracy +/-1um, BLUM laser measuring system, Tool Diameter > 30 um, Repetition accuracy +/-2um, Suitable for 'conventional' micro-milling and drilling. | F481727 |  | Dr Petko Petkov | +44 (0)29 2087 0018 | PetkovP@cardiff.ac.uk | equipment@cardiff.ac.uk | Engineering | Adeiladau'r Frenhines |  | https://www.cardiff.ac.uk/research-equipment/equipment/view/micro-milling-machine
Equipment | E406509 | Micro wire cutting electro discharge machine | AGIETRON Vertex | Uses a fine wire to cut conductive materials by electrical discharge pulses. The machine is equipped with a rotating head so that an additional axis for cylindrical machining is available. Nominal accuracy of the cut is approx. 1 um. | F481727 |  | Dr Samuel Bigot | +44 (0)29 2087 5946 | BigotS@cardiff.ac.uk | equipment@cardiff.ac.uk | Engineering | Adeiladau'r Frenhines |  | https://www.cardiff.ac.uk/research-equipment/equipment/view/micro-wire-cutting-electro-discharge-machine
Equipment | E396169 | Microarray platform Affymetrix | Affymetrix | Affymetrix GeneChip¬Æ platform. | F481546 |  | Jane Chappelle | +44 (0)7713 500 450 | chappellej@cardiff.ac.uk | equipment@cardiff.ac.uk | Medicine | Henry Wellcome Building for Biomedical Research |  | https://www.cardiff.ac.uk/research-equipment/equipment/view/microarray-platform-affymetrix
Equipment | E396129 | Microarray platform Illumina Platform bead express | Illumina Platform bead express | SNP Genotyping and CNV Analysis, Gene Regulation and Epigenetic Analysis, Gene Expression Analysis and Protein Analysis | F481546 |  |  |  |  | equipment@cardiff.ac.uk | Medicine | Main Hospital Building |  | https://www.cardiff.ac.uk/research-equipment/equipment/view/microarray-platform-illumina-platform-bead-express
Equipment | E396149 | Microarray platform Illumina Platform ISCAN | Illumina Platform ISCAN | SNP Genotyping and CNV Analysis, Gene Expression Analysis, Gene Regulation and Epigenetic Analysis and Cytogenetics | F481546 |  | Mrs Charlotte James | +44 (0)29 2068 7004 | JamesCE2@cardiff.ac.uk | equipment@cardiff.ac.uk | Medicine | Main Hospital Building |  | https://www.cardiff.ac.uk/research-equipment/equipment/view/microarray-platform-illumina-platform-iscan
Equipment | E1472078 | Microstructure MRI Scanner | Siemens. | This advanced system features 300 mT/m gradient coils which are typically four times stronger than those found in conventional MR systems. This allows researchers to probe tissue microstructure to much finer detail. | F481671 |  | Clare Anderson | +44 (0)29 2087 6912 | cubric@cardiff.ac.uk | equipment@cardiff.ac.uk | Psychology | Cardiff University Brain Research Imaging Centre |  | https://www.cardiff.ac.uk/research-equipment/equipment/view/microstructure-mri-scanner
Equipment | E396189 | Microtome | HM325 (Microm) | Automatic trimming. Section feed 0.5 - 60um. Horizontal range up to 28mm. Vertical stroke 64mm. | F482132 |  | Mr Nick White | +44 (0)29 2087 0502 | WhiteN@cardiff.ac.uk | equipment@cardiff.ac.uk | Optometry and Vision Sciences | Optometry and Vision Sciences |  | https://www.cardiff.ac.uk/research-equipment/equipment/view/microtome
Equipment | E406569 | Microwave digestion system | Anton Parr Multiwave 3000 | A preparation method for ICP analysis this machine uses high temperature acid digestion to solubilise solid samples. | F481582 |  | Dr Devin Sapsford | +44 (0)29 2087 5916 | SapsfordDJ@cardiff.ac.uk | equipment@cardiff.ac.uk | Engineering | Queen's Buildings |  | https://www.cardiff.ac.uk/research-equipment/equipment/view/microwave-digestion-system
Equipment | E406589 | Microwave Peptide Synthesiser | CEM | Microwave peptide synthesis. |  |  | Dr Mahmoud Akhtar | +44 (0)29 2087 0680 | AkhtarM@cardiff.ac.uk | equipment@cardiff.ac.uk | Chemistry |  |  | https://www.cardiff.ac.uk/research-equipment/equipment/view/microwave-peptide-synthesiser
Equipment | E406609 | Microwave Power Amplifier | Gigatronics GT-1000A | 2 - 20 GHz, 41.5 dBm output power, 2.5 dB gain flatness. | F481561 |  | Dr Jonathan Lees | +44 (0)29 2087 4318 | LeesJ2@cardiff.ac.uk | equipment@cardiff.ac.uk | Engineering | Queen's Buildings |  | https://www.cardiff.ac.uk/research-equipment/equipment/view/microwave-power-amplifier
Equipment | E406629 | Microwave System Power Amplifier | HP83020A | 2-26.5 GHz, 27 dBm. | F481561 |  | Dr Jonathan Lees | +44 (0)29 2087 4318 | LeesJ2@cardiff.ac.uk | equipment@cardiff.ac.uk | Engineering | Queen's Buildings |  | https://www.cardiff.ac.uk/research-equipment/equipment/view/microwave-system-power-amplifier
Equipment | E406649 | Microwave Transition Analyser | HP70820A / HP70004A | DC to 40 GHz MTA. | F481561 |  | Dr Jonathan Lees | +44 (0)29 2087 4318 | LeesJ2@cardiff.ac.uk | equipment@cardiff.ac.uk | Engineering | Queen's Buildings |  | https://www.cardiff.ac.uk/research-equipment/equipment/view/microwave-transition-analyser
Equipment | E482155 | MiSeq | Illumina MiSeq | The MiSeq desktop sequencer allows you to access focused applications such as targeted gene sequencing, metagenomics, small genome sequencing, targeted gene expression, amplicon sequencing. Up to 15 Gb of output with 25 Million sequencing reads and 2x300 bp read lengths. | F482134 |  | Sarah Edkins |  | EdkinsS@Cardiff.ac.uk | equipment@cardiff.ac.uk | Medicine |  |  | https://www.cardiff.ac.uk/research-equipment/equipment/view/miseq
Equipment | E406669 | Mithra Technologies | TAP-2 Reactor | Reaction Kinetic Measurements. |  |  | Dr Mahmoud Akhtar | +44 (0)29 2087 0680 | AkhtarM@cardiff.ac.uk | equipment@cardiff.ac.uk | Chemistry |  |  | https://www.cardiff.ac.uk/research-equipment/equipment/view/mithra-technologies
Equipment | E396192 | Mobile Assessment Unit (Biobank) | Torton modified, mobile assessment centre | 13.5m mobile assessment unit with extending pod supplied by Torton for UK Biobank 13.5m mobile assessment unit with extending pod supplied by Torton for UK Biobank areas, disabled toilet, computer workstations, air conditioning, satellite dish etc. |  |  | Dr Clive Gregory | +44 (0)29 2068 7211 | GregoryC1@cardiff.ac.uk | equipment@cardiff.ac.uk | Medicine |  |  | https://www.cardiff.ac.uk/research-equipment/equipment/view/mobile-assessment-unit-biobank
Equipment | E406689 | Model Water Treatment Tank | Designed and Constructed - in house | 3 m long x 2 m wide x 1.5 m deep model water treatment tank, used for studying mixing processes in water treatment tanks with a view to reducing and/or optimising the disinfection rates in treatment works. | F481953 |  | Professor Roger A Falconer | +44 (0)29 2087 4280 | FalconerRA1@cardiff.ac.uk | equipment@cardiff.ac.uk | Engineering | Queen's Buildings |  | https://www.cardiff.ac.uk/research-equipment/equipment/view/model-water-treatment-tank
Equipment | E406709 | Motion Capture System: 18 Pro-Reflex Motion Capture IR Cameras | Qualisys MCU1000 | 18 motion capture units that are generally used in groups of 8. There is a permanent set of 8 in the motion analysis laboratory and another set that is portable for use offsite in Hospital, other Schools or locations. The associated cables and tripods must travel with the protable system and a dedicated desktop computer and interface unit is also required. | F482011 |  | Dr Gemma Whatling | +44 (0)29 2087 7900 | WhatlingGM@cardiff.ac.uk | equipment@cardiff.ac.uk | Engineering | Adeiladau'r Frenhines |  | https://www.cardiff.ac.uk/research-equipment/equipment/view/motion-capture-system-18-pro-reflex-motion-capture-ir-cameras
Equipment | E406729 | Motion Capture System: 9 Oqus Motion Capture IR Cameras | Qualisys |  | F482011 |  | Dr Gemma Whatling | +44 (0)29 2087 7900 | WhatlingGM@cardiff.ac.uk | equipment@cardiff.ac.uk | Engineering | Adeiladau'r Frenhines |  | https://www.cardiff.ac.uk/research-equipment/equipment/view/motion-capture-system-9-oqus-motion-capture-ir-cameras
Equipment | E406730 | Motor frequency control | Turco MV4206-1 | This is a semi 4-quadrent frequency converter. The equipment is designed to work according to different functions and it is possible to explain several different types of frequency converters existing today. | F481976 |  | Dr Daniel Rogers | +44 (0)29 2089 0795 | RogersDJ@cardiff.ac.uk | equipment@cardiff.ac.uk | Engineering | Queen's Buildings |  | https://www.cardiff.ac.uk/research-equipment/equipment/view/motor-frequency-control
Equipment | E406749 | Motor-Generator sets | Turco | There are a number of motor generator sets that can be used to do experiments on dc motors and generator, ac synchronous motors and generators and ac induction motors. | F481976 |  | Dr Daniel Rogers | +44 (0)29 2089 0795 | RogersDJ@cardiff.ac.uk | equipment@cardiff.ac.uk | Engineering | Queen's Buildings |  | https://www.cardiff.ac.uk/research-equipment/equipment/view/motor-generator-sets
Equipment | E396209 | MRI Scanner | Bruker MRI Scanner | 9.4 Tesla small bore MRI system and Magnetic Resonance Spectroscopy (MRS) system. | F481684 | With multi channel and multi frequency electronics and a variety of RF resonators and surface coils, a range of non-invasive and non-destructive applications are provided for biomedicine, pharmacology and material research. The magnet has a bore size of 210mm. The primary use of the facility centres on biomedical research applications involving in vivo imaging in small rodents. However, the versatility of the facility ensures there are imaging applications for material and plant science, and some industrial processes. Sensitivity to the signal produced by specimens can be increased by the use of a surface coil. The system has a narrowband 1KW amplifier for 1H MRI and MRS, and a broadband 1KW amplifier for obtaining spectra from other nuclei such as 31P and 19F. | EMRIC | +44 (0)29 2087 9023 | emric@cardiff.ac.uk | equipment@cardiff.ac.uk | Biosciences | Sir Martin Evans Building |  | https://www.cardiff.ac.uk/research-equipment/equipment/view/mri-scanner
Equipment | E396269 | Mulitphoton and confocal laser scanning microscope | LSM 510 META NLO (Carl Zeiss) | Fixed stage upright microscope configuration with PC-controlled motorised XYZ stage. Laser illumination: 457/477/488/514/543/633 CW laser lines, approx. 710 - 980nm 140fs 90MHz ultrafast laser. Detectors: 2 x single confocal PMT epi-detectors, 1 x 32 channel spectrally resolved confocal PMT epi-detector, 3 x single non-confocal PMT non-descanned detectors (flexible epi/trans configuration). Contrast modes: Brightfield, DIC (conventional transmission), fluorescence, SHG. |  |  | Mr Nick White | +44 (0)29 2087 0502 | WhiteN@cardiff.ac.uk | equipment@cardiff.ac.uk | Optometry and Vision Sciences | Optometry and Vision Sciences |  | https://www.cardiff.ac.uk/research-equipment/equipment/view/mulitphoton-and-confocal-laser-scanning-microscope
Equipment | E396289 | Multi-Photon Confocal Microscope System | Leica SP5 II MP (UV-405-VIS-IR) | Broadband Multi-Photon System equipped with UV, 405nm, visible and infrared laser lines. |  |  | Dr Oleg Gerasimenko | +44 (0)29 2087 0864 | GerasimenkoOV@cardiff.ac.uk | equipment@cardiff.ac.uk | Biosciences |  |  | https://www.cardiff.ac.uk/research-equipment/equipment/view/multi-photon-confocal-microscope-system
Equipment | E406751 | Multi-terminal High Voltage DC | Telescal, Spain and from dSpace | This is a Voltage Source Converter based multi-terminal DC system which has three termails to mimic wind farms and grid connections. Two permanent magnetic synchronous generators are provided to generate controllable amount of electricity. Each converter is rated at 5.5 kW, 400 V. | F482024 |  |  |  |  | equipment@cardiff.ac.uk | Engineering | Queen's Buildings |  | https://www.cardiff.ac.uk/research-equipment/equipment/view/multi-terminal-high-voltage-dc
Equipment | E406769 | Multifrequency ENDOR | Bruker Spectrometer | Analysis of para-magnetic compounds. | [5 empty] | equipment@cardiff.ac.uk | Chemistry | Main Building |  | https://www.cardiff.ac.uk/research-equipment/equipment/view/multifrequency-endor
Equipment | E396309 | Multimodal microscope for bright-field, dark-field, DIC, epifluorescence, confocal Raman, TPF, SHG and CARS | Nikon Ti-U inverted microscope; Cambridge Technologies Model 6210HSM40 Galvanometer Scanner; Hamamatsu PMT 2x H7422-40, 2x H10721-210 & 2x H10770A-40; Horiba Jobin Yvon iHR550 spectrometer; Andor Technologies DU 971N EMCCD Camera; Homebuilt electronics, optomechanics and software | -Inverted microscope stand, 0.72 NA dry condenser, 1.4NA oil condeser, 10X 0.3NA objective, 20X 0.75NA objective, 40x 0.95 NA objective, 60x 1.27NA water objective, 100x 1.45 oil objective, Prior Lumen fluorescence lamp, Hamamatsu ORCA camera, xy-motorised Prior stage, motorised z. Environmental chamber for live cell imaging at 37degree and 5% CO2 -Galvo XY Scanner, 6mm Mirror Set Protected Silver Coating, Flatness of Œª/4, XY Mount and Driver -H7422-40 cooled PMT with 40% QE at 500nm, H10721-210 uncooled PMT with 40% QE at 400nm, H10770A-40 uncooled PMT with 40% QE at 500nm -Imaging spectrometer, Czerny-Turner type, f/6.4, length 550mm, automized slit, 2 turrets 3 gratings each. Turret #1: 150, 600 and 1800 lines/mm. Turret #2: 100, 200, 300 lines/mm -95% QE, Electron Multiplying CCD (EMCCD), 1600 x 400 array of 16Œºm¬≤ pixels with thermoelectric cooling down to -100¬∞C | F481517 |  | Professor Paola Borri | +44 (0)29 2087 9356 | BorriP@cardiff.ac.uk | equipment@cardiff.ac.uk | Biosciences | Sir Martin Evans Building |  | https://www.cardiff.ac.uk/research-equipment/equipment/view/multimodal-microscope-for-bright-field,-dark-field,-dic,-epifluorescence,-confocal-raman,-tpf,-shg-and-cars
Equipment | E396329 | Multimodal microscope for bright-field, dark-field, DIC, TPF, SHG, CARS, SRS, heterodyne CARS and FWM | Nikon Ti-U inverted microscope; Cambridge Technologies Model 6210HSM40 Galvanometer Scanner; Mad City Laboratory Nano LP200 sample stage; 2x Zurich Instrument HF2LI Lock-In Amplifier; Hamamatsu PMT H10770A-40 , H10721-210 & H10721-20; Homebuilt electronics, optomechanics and software | -Inverted microscope stand, 0.72 NA dry condenser, 1.4NA oil condeser, 10X 0.3NA objective, 20X 0.75NA objective, 40x 0.95 NA objective, 60x 1.27NA water objective, 100x 1.45 oil objective -Galvo XY Scanner, 6mm Mirror Set Protected Silver Coating, Flatness of Œª/4, XY Mount and Driver -XYZ movement over 200x200x200micron, 0.4nm resolution, approx. 5ms response time -0.7uHz-50MHz fully digital (210MHz sampling) 1MHz update rate -H10770A-40 uncooled PMT with 40% QE at 500nm, H10721-210 uncooled PMT with 40% QE at 400nm, H10721-20 uncooled PMT with 15% QE at 500nm | F481517 |  | Professor Paola Borri | +44 (0)29 2087 9356 | BorriP@cardiff.ac.uk | equipment@cardiff.ac.uk | Biosciences | Sir Martin Evans Building |  | https://www.cardiff.ac.uk/research-equipment/equipment/view/multimodal-microscope-for-bright-field,-dark-field,-dic,-tpf,-shg,-cars,-srs,-heterodyne-cars-and-fwm
Equipment | E396349 | Multiwavelength bioluminescence / fluorescence imaging system | Biospace Lab PhotonIMAGER Optima | Real-time, optical imaging system (bioluminescence and fluorescence) for kinetic studies and longitudinal experiments of synthetic systems/ models and living tissues. | F383195 | Light tight imaging chamber with multi-position supporting plate (supporting macroscopic imaging down to cell dimensions); intensified CCD camera with macro lens f/1.2-22; excitation filter wheel with 16 band pass filter: 400-800nm (25nm bandwidth); emission filter wheel with 15 filters; spectral unmixing. | Dr Lee Parry | +44 (0)29 2068 8017 | parryl3@cardiff.ac.uk | equipment@cardiff.ac.uk | Biosciences | Sir Martin Evans Building |  | https://www.cardiff.ac.uk/research-equipment/equipment/view/multiwavelength-bioluminescence-fluorescence-in-vivo-imaging-system
Equipment | E2514545 | Multiwavelength Raman / Photoluminescence System | Horiba LabRAM HR Evolution. | Three wavelength Raman / PL system (473/532/660nm); 90% QE detector; -200 to 1500 C temperature range; polarisation; duoscan etc. |  |  | Professor Oliver Williams | +44 (0)29 2087 4978 | williamso@cardiff.ac.uk | equipment@cardiff.ac.uk | Physics and Astronomy | Adeiladau'r Frenhines |  | https://www.cardiff.ac.uk/research-equipment/equipment/view/multiwavelength-raman-photoluminescence-system
Equipment | E396390 | Muscle strength measurement using controlled resistance | Biodex | Very heavy - therefore needs to be moved and callibrated by supplying company. Not portable. Specific power-supply requirements. | F482030 |  | Mr Matthew Williamson | +44 (0)29 2068 7748 | WilliamsonM@cardiff.ac.uk | equipment@cardiff.ac.uk | Healthcare Sciences | Ty Dewi Sant |  | https://www.cardiff.ac.uk/research-equipment/equipment/view/muscle-strength-measurement-using-controlled-resistance
Equipment | E396469 | Muscle strength measurement using controlled resistance Kincom 125E | Kincom 125E | Very heavy - therefore needs to be moved and callibrated by supplying company. Not portable. Specific power-supply requirements. | F482030 |  | Mr Matthew Williamson | +44 (0)29 2068 7748 | WilliamsonM@cardiff.ac.uk | equipment@cardiff.ac.uk | Healthcare Sciences | Ty Dewi Sant |  | https://www.cardiff.ac.uk/research-equipment/equipment/view/muscle-strength-measurement-using-controlled-resistance-kincom-125e
Equipment | E406790 | Nano imprint lithography system | Mii Impio 55 nano imprint lithography | Wafers: silicon, fused silicon, others (8'wafer size), Technical parameters: monomat resist,step and flash technique, resolution < 50nm, etc.. | F481727 |  |  |  |  | equipment@cardiff.ac.uk | Engineering | Adeiladau'r Frenhines |  | https://www.cardiff.ac.uk/research-equipment/equipment/view/nano-imprint-lithography-system
Equipment | E406809 | Nano second laser machining system | DMG ns laser system (10-200nm) | 3D Structuring of metal, glass, ceramics, polymers with minimum structure size of 50 micron | F481727 |  |  |  |  | equipment@cardiff.ac.uk | Engineering | Adeiladau'r Frenhines |  | https://www.cardiff.ac.uk/research-equipment/equipment/view/nano-second-laser-machining-system
Equipment | E2514539 | Nanoparticle Tracking Analysis (NTA) | Malvern Nanosight LM10 | Particle size. |  |  | Professor Oliver Williams | +44 (0)29 2087 4978 | williamso@cardiff.ac.uk | equipment@cardiff.ac.uk | Physics and Astronomy | Queen's Buildings |  | https://www.cardiff.ac.uk/research-equipment/equipment/view/nanoparticle-tracking-analysis-nta
Equipment | E2517967 | Nanoscribe two-photon lithography system | Photonic professional. | 3D lithography. |  |  | Dr Sam Ladak | +44 (0)29 2087 0157 | ladaks@cardiff.ac.uk | equipment@cardiff.ac.uk | Physics and Astronomy | Adeiladau'r Frenhines |  | https://www.cardiff.ac.uk/research-equipment/equipment/view/nanoscribe-two-photon-lithography-system
Equipment | E406829 | Narrow Open Channel Flume | Narrow Armfield Open Channel Flume | 10 m long x 0.3 m wide x 0.3 m deep recirculating unidrectional flume for open channel hydraulics flow studies. The flume is used primarily for a range of hydraulics studies including vegetation, diffusion/dispersion, flood impact, water quality etc. | F481953 |  |  |  |  | equipment@cardiff.ac.uk | Engineering | Queen's Buildings |  | https://www.cardiff.ac.uk/research-equipment/equipment/view/narrow-open-channel-flume
Equipment | E406849 | NI PXIe-1062Q | National Instruments | PXIe-8370 MXI-Express x4, PXI-5122 (14 bit 100MS/s Digitizer), PXI2-5450 (400MS/s I/Q Signal Generator), PXI-5422 (16 bit 200MS/s arbitrary waveform generator), PXI-5652 (RF Signal Generator). | F481561 |  |  |  |  | equipment@cardiff.ac.uk | Engineering | Queen's Buildings |  | https://www.cardiff.ac.uk/research-equipment/equipment/view/ni-pxie-1062q
Equipment | E406869 | NMR Spectrometer | Bruker 250 MHz DPX | H1 & C13 nuclei, liquid samples/solutions. | F482015 |  |  |  |  | equipment@cardiff.ac.uk | Chemistry | Main Building |  | https://www.cardiff.ac.uk/research-equipment/equipment/view/nmr-spectrometer
Equipment | E406889 | NMR Spectrometer | Bruker 300 MHz DPX Fourrier | H1 & C13 nuclei, liquid samples/solutions. | F482015 |  | Dr Mahmoud Akhtar | +44 (0)29 2087 0680 | AkhtarM@cardiff.ac.uk | equipment@cardiff.ac.uk | Chemistry | Main Building |  | https://www.cardiff.ac.uk/research-equipment/equipment/view/nmr-spectrometer2
Equipment | E406930 | NMR Spectrometer | JEOL 300 MHz Eclipse | Multi-nuclear, liquid samples/solutions. | F482015 |  | Dr Mahmoud Akhtar | +44 (0)29 2087 0680 | AkhtarM@cardiff.ac.uk | equipment@cardiff.ac.uk | Chemistry | Main Building |  | https://www.cardiff.ac.uk/research-equipment/equipment/view/nmr-spectrometer3
Equipment | E416569 | NMR Spectrometer | Bruker 500 MHz DPX | Multinuclear, liquid samples/solutions. | F482015 |  | Dr Mahmoud Akhtar | +44 (0)29 2087 0680 | AkhtarM@cardiff.ac.uk | equipment@cardiff.ac.uk | Chemistry |  |  | https://www.cardiff.ac.uk/research-equipment/equipment/view/nmr-spectrometer4
Equipment | E406969 | NMR Spectrometer | Bruker 600 MHz Advance 3 | H1, C13, N15, P31 & cryoprobe, liquid samples/solutions. | F482015 |  | Dr Mahmoud Akhtar | +44 (0)29 2087 0680 | AkhtarM@cardiff.ac.uk | equipment@cardiff.ac.uk | Chemistry | Main Building |  | https://www.cardiff.ac.uk/research-equipment/equipment/view/nmr-spectrometer6
Equipment | E406989 | NMR Spectrometer | Chemagnetics 300 MHz Wide Bore | Multinuclear, solid samples. | F482015 |  | Dr Mahmoud Akhtar | +44 (0)29 2087 0680 | AkhtarM@cardiff.ac.uk | equipment@cardiff.ac.uk | Chemistry | Main Building |  | https://www.cardiff.ac.uk/research-equipment/equipment/view/nmr-spectrometer7
Equipment | E407009 | NMR Spectrometer | Chemagnetics 400 MHz Wide Bore | Multinuclear, solid samples. | F482015 |  | Dr Mahmoud Akhtar | +44 (0)29 2087 0680 | AkhtarM@cardiff.ac.uk | equipment@cardiff.ac.uk | Chemistry | Main Building |  | https://www.cardiff.ac.uk/research-equipment/equipment/view/nmr-spectrometer8
Equipment | E396509 | Novel Emed Plate | Novel Emed Plate | Callibration requirements. | F482030 |  | Mr Matthew Williamson | +44 (0)29 2068 7748 | WilliamsonM@cardiff.ac.uk | equipment@cardiff.ac.uk | Healthcare Sciences | Ty Dewi Sant |  | https://www.cardiff.ac.uk/research-equipment/equipment/view/novel-emed-plate
Equipment | E396529 | Nuclear Magnetic Resonance (NMR) spectroscopy | Bruker Avance 500Mhz multi-nuclear gradient NMR | Offers 1H, 13C, 31P, and 19F NMR with all common 1D and 2D pulse sequences as standard. Run under automation, with a 60 position carousel. |  | Technical specification5mm 1H/19F/31P/13C probe, VT capability. Software is Topsin 3.1 running on Linux platform. | Dr Fabrizio Pertusati | +44 (0)29 2087 4551 | pertusatif1@cardiff.ac.uk | equipment@cardiff.ac.uk | Pharmacy and Pharmaceutical Sciences | Adeilad Redwood |  | https://www.cardiff.ac.uk/research-equipment/equipment/view/nuclear-magnetic-resonance-nmr-spectroscopy
Equipment | E407011 | On-wafer measurement system | Cascade | DC or RF characterisation probe station, semi automatic. |  |  | Dr Jonathan Lees | +44 (0)29 2087 4318 | LeesJ2@cardiff.ac.uk | equipment@cardiff.ac.uk | Engineering | Queen's Buildings |  | https://www.cardiff.ac.uk/research-equipment/equipment/view/on-wafer-measurement-system
Equipment | E396550 | Optical Coherent Tomography instrument | Custom build OCT instrument | Custom design using ASE source operating at 1050nm to capitalise on reduced scattering at longer wavelengths (compared to commercial instruments at 800nmm). Both configurations are capable of automated 3D (volume) imaging and time-course data collection. 3D resolution approx 25um (lateral) x 10um (axial). |  |  | Mr Nick White | +44 (0)29 2087 0502 | WhiteN@cardiff.ac.uk | equipment@cardiff.ac.uk | Optometry and Vision Sciences | Optometry and Vision Sciences |  | https://www.cardiff.ac.uk/research-equipment/equipment/view/optical-coherent-tomography-instrument
Equipment | E407029 | Optical coordinate measuring machine | MITUTOYO Quick Visual Accel | Enables the dimensionsal measurement of parts having an envelope of a few cm in Z and of a few ten of cm in X and Y. Features from several cm to a few um can be measured. |  |  | Dr Emmanuel Brousseau | +44 (0)29 2087 5752 | BrousseauE@cardiff.ac.uk | equipment@cardiff.ac.uk | Engineering | Adeiladau'r Frenhines |  | https://www.cardiff.ac.uk/research-equipment/equipment/view/optical-coordinate-measuring-machine
Equipment | E407049 | Optical Measurement Microscope Suite | Nikon Optical Measurement Microscope Suite | Can measure down to 1micron in xyz from low power to x100 objectives, darkfield, brightfield, differential interference |  |  | Professor David Barrow | +44 (0)29 2087 5921 | Barrow@cardiff.ac.uk | equipment@cardiff.ac.uk | Engineering | Queen's Buildings |  | https://www.cardiff.ac.uk/research-equipment/equipment/view/optical-measurement-microscope-suite
Equipment | E407069 | Optical Microscope | MITUTOYO Quick Scope | Magnification up to 1000, microscope is used for characterisation and inspection of micro features. | F481727 |  | Dr Emmanuel Brousseau | +44 (0)29 2087 5752 | BrousseauE@cardiff.ac.uk | equipment@cardiff.ac.uk | Engineering | Adeiladau'r Frenhines |  | https://www.cardiff.ac.uk/research-equipment/equipment/view/optical-microscope
Equipment | E407089 | Optical Microscope | MITUTOYO Quick Scope | Magnification up to 1000, microscope is used for characterisation and inspection of micro features. | F481727 |  | Dr Emmanuel Brousseau | +44 (0)29 2087 5752 | BrousseauE@cardiff.ac.uk | equipment@cardiff.ac.uk | Engineering | Adeiladau'r Frenhines |  | https://www.cardiff.ac.uk/research-equipment/equipment/view/optical-microscope2
Equipment | E407090 | Optical Microscope | Nikon Microscope | Magnification up to 1000, microscope is used for characterisation and inspection of micro features. | F481727 |  | Dr Petko Petkov | +44 (0)29 2087 0018 | PetkovP@cardiff.ac.uk | equipment@cardiff.ac.uk | Engineering | Adeiladau'r Frenhines |  | https://www.cardiff.ac.uk/research-equipment/equipment/view/optical-microscope3
Equipment | E407109 | Optical Microscopes | Zeiss Axio Observer Z1m, Zeiss Axio Imager M2m | Standard and Inverted microscopy platforms with advanced imaging systems. Will be used primarily for non-destructive 3D imaging of test samples and estimation of material erosion due to lightning direct effects. | F482001 |  | Dr David Clark | +44 (0)29 2087 5070 | ClarkD@cardiff.ac.uk | equipment@cardiff.ac.uk | Engineering | Queen's Buildings |  | https://www.cardiff.ac.uk/research-equipment/equipment/view/optical-microscopes
Equipment | E394009 | Organ | 2-manual pipe organ | Pipe Organ | F481969 |  | School Manager | +44 (0)29 2087 4013 | Equipment@cardiff.ac.uk | equipment@cardiff.ac.uk | Music | Music Building |  | https://www.cardiff.ac.uk/research-equipment/equipment/view/organ
Equipment | E407130 | Oscilloscopes | LeCroy Wavesurfer 104MSx-B Tektronix Portable Scopes | A range of high performance oscilloscopes for high-speed data acquisition. Portable scopes for field measurements | F482001 |  | Dr David Clark | +44 (0)29 2087 5070 | ClarkD@cardiff.ac.uk | equipment@cardiff.ac.uk | Engineering | Queen's Buildings |  | https://www.cardiff.ac.uk/research-equipment/equipment/view/oscilloscopes
Equipment | E407149 | Oscilloscopes | Picoscopes 3205 (x2), 3206 (x3), 9201 | Range of low-power USB scopes (2 channel), used primarily for testing in the field | F481745 |  | Mr Stephen Robson | +44 (0)29 2087 5351 | RobsonS1@cardiff.ac.uk | equipment@cardiff.ac.uk | Engineering | Queen's Buildings |  | https://www.cardiff.ac.uk/research-equipment/equipment/view/oscilloscopes2
Equipment | E407169 | Oscilloscopes | LeCroy Wavejet 314 (x3) | 100Mhz 4 Channel Oscilloscopes. | F481745 |  | Mr Stephen Robson | +44 (0)29 2087 5351 | RobsonS1@cardiff.ac.uk | equipment@cardiff.ac.uk | Engineering | Queen's Buildings |  | https://www.cardiff.ac.uk/research-equipment/equipment/view/oscilloscopes3
Equipment | E407189 | Oscilloscopes | LeCroy WaveJet 354 (x2) | 500Mhz 4 Channel Oscilloscopes | F481745 |  | Mr Stephen Robson | +44 (0)29 2087 5351 | RobsonS1@cardiff.ac.uk | equipment@cardiff.ac.uk | Engineering | Queen's Buildings |  | https://www.cardiff.ac.uk/research-equipment/equipment/view/oscilloscopes4
Equipment | E407209 | Oscilloscopes | LeCroy Waverunner 64Xi (x2) | 600MHz 4 Channel PC based high-performance oscilloscopes | F481745 |  | Mr Stephen Robson | +44 (0)29 2087 5351 | RobsonS1@cardiff.ac.uk | equipment@cardiff.ac.uk | Engineering | Queen's Buildings |  | https://www.cardiff.ac.uk/research-equipment/equipment/view/oscilloscopes5
Equipment | E407229 | Outlet Pipework From Rigs | Outlet Pipework From Rigs | Collection of high temperature pipework, exhaust fan, silencer and exhaust | F481705 |  | Mr Steve Morris | +44 (0)79 5715 4955 | MorrisSM@cardiff.ac.uk | equipment@cardiff.ac.uk | Engineering |  |  | https://www.cardiff.ac.uk/research-equipment/equipment/view/outlet-pipework-from-rigs
Equipment | E396569 | Particle and molecular size analyser | Zetasizer Nano ZS | A two angle particle and molecular size analyser for the detection of aggregates and the measurement of small or dilute samples, and samples at very low or high concentration using dynamic light scattering. The Zeta potential analyser uses electrophoretic light scattering for particles, molecules and surfaces. There is also a molecular weight analyser using static light scattering. |  |  | Professor James Birchall | +44 (0)29 2087 5815 | birchalljc@cardiff.ac.uk | equipment@cardiff.ac.uk | Pharmacy and Pharmaceutical Sciences |  |  | https://www.cardiff.ac.uk/research-equipment/equipment/view/particle-and-molecular-size-analyser
Equipment | E396631 | PETCT Clinical Scanner | GE 690 | PET CT TOF Scanner used to image patients who have received radiopharmaceuticals | F482018 |  | Professor Chris Marshall | +44 (0)29 2074 8164 | petic@cardiff.ac.uk | equipment@cardiff.ac.uk | Medicine | Main Hospital Building |  | https://www.cardiff.ac.uk/research-equipment/equipment/view/petct-clinical-scanner
Equipment | E407249 | Phasespace Motion Capture System | Phasespace Optical Motion Capture System |  | F481918 |  | Dr Yulia Hicks | +44 (0)29 2087 5945 | HicksYA@cardiff.ac.uk | equipment@cardiff.ac.uk | Engineering | Queen's Buildings |  | https://www.cardiff.ac.uk/research-equipment/equipment/view/phasespace-motion-capture-system
Equipment | E407252 | Physical Property Measurement System | Quantum Design PPMS | The Physical Property Measurement System (PPMS) enables the measurement of phenomena such as the magnetocaloric effect, magnetostriction and magnetoresistance over a wide range of temperatures at magnetic fields of up to 7T. | F370334 |  | Dr Philip Anderson | +44 (0)29 2087 5564 | AndersonPI1@cardiff.ac.uk | equipment@cardiff.ac.uk | Engineering | Queen's Buildings |  | https://www.cardiff.ac.uk/research-equipment/equipment/view/physical-property-measurement-system
Equipment | E407252 | Physical Property Measurement System | Quantum Design PPMS | The Physical Property Measurement System (PPMS) enables the measurement of phenomena such as the magnetocaloric effect, magnetostriction and magnetoresistance over a wide range of temperatures at magnetic fields of up to 7T. | F370334 |  | Dr Philip Anderson | +44 (0)29 2087 5564 | AndersonPI1@cardiff.ac.uk | equipment@cardiff.ac.uk | Engineering | Queen's Buildings |  | https://www.cardiff.ac.uk/research-equipment/equipment/view/physical-property-measurement-system
Equipment | E2514540 | Physical Property Measurement System (PPMS) | Quantum Design Evercool II. | Resistivity, ACMS, VSM, 1.9 - 400K |  |  | Professor Oliver Williams | +44 (0)29 2087 4978 | williamso@cardiff.ac.uk | equipment@cardiff.ac.uk | Physics and Astronomy | Queen's Buildings |  | https://www.cardiff.ac.uk/research-equipment/equipment/view/physical-property-measurement-system-ppms
Equipment | E407269 | Physical Property Measurement System | Quantum Design / PPMS | Seebeck coefficient, electrical resistivity, thermal conductivity, hall coefficient, specific heat | F482129 |  | Dr Gao Min | +44 (0)29 2087 5034 | Min@cardiff.ac.uk | equipment@cardiff.ac.uk | Engineering | Adeiladau'r Frenhines |  | https://www.cardiff.ac.uk/research-equipment/equipment/view/physical-property-measurement-system2
Equipment | E407289 | Pico second laser machining system | PicoLase 1000, OL Ltd | Structuring of metal, glass, polymers with minimum structure size of 10 microm | F481727 |  | Dr Petko Petkov | +44 (0)29 2087 0018 | PetkovP@cardiff.ac.uk | equipment@cardiff.ac.uk | Engineering | Adeiladau'r Frenhines |  | https://www.cardiff.ac.uk/research-equipment/equipment/view/pico-second-laser-machining-system
Equipment | E407309 | PNA-L Network Analyser | Agilent N5232A | 300 kHz - 20 GHz. | F481561 |  | Dr Jonathan Lees | +44 (0)29 2087 4318 | LeesJ2@cardiff.ac.uk | equipment@cardiff.ac.uk | Engineering | Queen's Buildings |  | https://www.cardiff.ac.uk/research-equipment/equipment/view/pna-l-network-analyser
Equipment | E407329 | PNA-X Network Analyser | Agilent N5242A | 10MHz - 26.5 GHz, 4 port analyser with two built in sources, 130 dB dynamic range. | F481561 |  | Dr Jonathan Lees | +44 (0)29 2087 4318 | LeesJ2@cardiff.ac.uk | equipment@cardiff.ac.uk | Engineering | Queen's Buildings |  | https://www.cardiff.ac.uk/research-equipment/equipment/view/pna-x-network-analyser
Equipment | E407349 | Portable force platform | BERTEC |  | F481700 |  | Dr Gemma Whatling | +44 (0)29 2087 7900 | WhatlingGM@cardiff.ac.uk | equipment@cardiff.ac.uk | Engineering | Adeiladau'r Frenhines |  | https://www.cardiff.ac.uk/research-equipment/equipment/view/portable-force-platform
Equipment | E396651 | Portable system for respiratory analysis | Respiratory cosmed | Requires careful callibration using standardised gas. Needs expertise to callibrate. | F482030 |  | Mr Matthew Williamson | +44 (0)29 2068 7748 | WilliamsonM@cardiff.ac.uk | equipment@cardiff.ac.uk | Healthcare Sciences | Ty Dewi Sant |  | https://www.cardiff.ac.uk/research-equipment/equipment/view/portable-system-for-respiratory-analysis
Equipment | E407369 | Power Supply/Load Unit | EA-PS1 8080-120 | This consists of 2 power supply modules and 2 electronic load modules. Power supply modules are programmable dc power supplies with output voltage upto 80V and output current of upto 120A. They support upto 3000W power output. The unit supports GPIB, SCPI protocol communication through RS232 or Ethernet with addition of interface cards. | F482024 |  | Dr Daniel Rogers | +44 (0)29 2089 0795 | RogersDJ@cardiff.ac.uk | equipment@cardiff.ac.uk | Engineering | Queen's Buildings |  | https://www.cardiff.ac.uk/research-equipment/equipment/view/power-supplyload-unit
Equipment | E407389 | Power System Simulator | TQ; PSS1 | PSS1 includes all the main parts of an electrical power system, from supply (generation) to demand (utilisation). Each part includes dedicated industrial-standard protection relays that do specific jobs, from generator protection to distance protection on transmission lines, and distribution transformer protection. | F481603 |  | Dr Jun Liang | +44 (0)29 2087 0666 | LiangJ1@cardiff.ac.uk | equipment@cardiff.ac.uk | Engineering | Queen's Buildings |  | https://www.cardiff.ac.uk/research-equipment/equipment/view/power-system-simulator
Equipment | E407409 | Power transformer test system | Developed in house | Measurement of no-load loss and local properties on transformers up to 300 kVA. | F370334 |  | Dr Philip Anderson | +44 (0)29 2087 5564 | AndersonPI1@cardiff.ac.uk | equipment@cardiff.ac.uk | Engineering | Queen's Buildings |  | https://www.cardiff.ac.uk/research-equipment/equipment/view/power-transformer-test-system
Equipment | E396656 | Pre Clinical PET Scanner | Mediso Nanoscan PET/CT | Used to image pre-clinical subjects using either PET or CT | F482018 |  | Professor Chris Marshall | +44 (0)29 2074 8164 | petic@cardiff.ac.uk | equipment@cardiff.ac.uk | Medicine | Main Hospital Building |  | https://www.cardiff.ac.uk/research-equipment/equipment/view/pre-clinical-pet-scanner
Equipment | E407429 | Private Cloud Computing Infrastructure | STONEPC-1210 | The private Cloud computing environment includes High Performance Computing pool (for closely coupled computing tasks, e.g. Parallel Finite Element Analysis etc.), High Throughput Computing pool (for loosely coupled / distributed computing tasks, e.g. large scale energy related simulation/optimization/prediction etc.), Web Service based Contents Management environment and various Cloud computing middleware and services. The facility can provide 200+ CPU cores, about 1 Terabit shared memory, 10+ Terabit storage and 10 Gigabit main Internet connection speeds; if it needs. It includes 18 computing nodes, and 3 management nodes (used for Web Portal and interfaces purpose), and 2 dedicated high specification PCs for IPD and Virtual Reality facility (interfacing directly with Cloud Computing facility). This private Cloud will provide fundamental computing support for large scale engineering modelling, simulation, optimization and life cycle big data storage. | F481510 |  | Dr Haijiang Li | +44 (0)29 2087 5133 | Lih@cardiff.ac.uk | equipment@cardiff.ac.uk | Engineering | Queen's Buildings |  | https://www.cardiff.ac.uk/research-equipment/equipment/view/private-cloud-computing-infrastructure
Equipment | E407449 | PSG Vector Signal Generator | Agilent E8267D | Freq range: 250 KHz to 44 GHz, +23dBm power outut, 160MHz modulation bandwidth. | F481561 |  | Dr Jonathan Lees | +44 (0)29 2087 4318 | LeesJ2@cardiff.ac.uk | equipment@cardiff.ac.uk | Engineering | Queen's Buildings |  | https://www.cardiff.ac.uk/research-equipment/equipment/view/psg-vector-signal-generator
Equipment | E407469 | PSG Vector Signal Generator | Agilent E8267D | 250 KHz to 160 MHz, _23 dBm. | F481561 |  | Dr Jonathan Lees | +44 (0)29 2087 4318 | LeesJ2@cardiff.ac.uk | equipment@cardiff.ac.uk | Engineering | Queen's Buildings |  | https://www.cardiff.ac.uk/research-equipment/equipment/view/psg-vector-signal-generator2
Equipment | E407489 | Pulsed EPR CW Endor | Bruker Pulsed Interface | Analysis of free radicals | F481678 |  | Professor Damien Murphy | +44 (0)29 2087 5850 | MurphyDM@cardiff.ac.uk | equipment@cardiff.ac.uk | Chemistry | Main Building |  | https://www.cardiff.ac.uk/research-equipment/equipment/view/pulsed-epr-cw-endor
Equipment | E407509 | Pulsed Laser Deposition (PLD) System | PLD2000 / PVD Products Inc. | Equipment for thin-film fabrication, particularly suitable for oxide materials preparation | F482129 |  | Dr Gao Min | +44 (0)29 2087 5034 | Min@cardiff.ac.uk | equipment@cardiff.ac.uk | Engineering | Queen's Buildings |  | https://www.cardiff.ac.uk/research-equipment/equipment/view/pulsed-laser-deposition-pld-system
Equipment | E396669 | Pulsed Laser Source of sub-10fs duration | Venteon Pulse-One sub 10fs | Pumped by CW 6W 532nm, Delivering sub10fs pulses at 80MHz rep rate centred at 850nm with 300nm bandwidth, more than 500mW average power | F481517 |  |  |  |  | equipment@cardiff.ac.uk | Biosciences | Sir Martin Evans Building |  | https://www.cardiff.ac.uk/research-equipment/equipment/view/pulsed-laser-source-of-sub-10fs-duration
Equipment | E396670 | Pulsed ps laser at 470nm | BDL-473-C Laser (Becker & Hickl GmbH) | 50ps duration, 20-50-80MHz or CW. User adjustable output power. Average power max values: 7mW in CW, 120microW at 20MHz, 250microW at 50MHz, 700microW at 80MHz | F481517 |  | Professor Paola Borri | +44 (0)29 2087 9356 | BorriP@cardiff.ac.uk | equipment@cardiff.ac.uk | Biosciences | Adeilad Syr Martin Evans |  | https://www.cardiff.ac.uk/research-equipment/equipment/view/pulsed-ps-laser-at-470nm
Equipment | E396710 | Pulsed tuneable laser source | Newport/Spectra Physics Mai-Tai and OPO | Pulsed laser source providing 100fs pulses at 80MHz with variable wavelengths and four simultaneous outputs: 820nm with >200mW (Mai Tai fundamental), 410nm with >20mW(Mai Tai SHG undepleted), 500nm to 700nm tunable with >300mW @550nm (OPO signal), 950nm to 1500nm with >100mW @1100nm (OPO idler) | F481517 |  | Professor Paola Borri | +44 (0)29 2087 9356 | BorriP@cardiff.ac.uk | equipment@cardiff.ac.uk | Biosciences | Sir Martin Evans Building |  | https://www.cardiff.ac.uk/research-equipment/equipment/view/pulsed-tuneable-laser-source
Equipment | E407529 | PV test rig | LUCAS NULLE | This consists of a grid-connected inverter, charge controller and battery for energy storage, plus off-grid inverter. This unit can be used to obtain electrical characteristics of PV module and system-level experiments for standalone or grid-connected systems. In this setup PV energy generation can be demonstrated at various tilt angles, variable 'sun' positions, graduated light/photon intensities and temperatures. | F482042 |  | Dr Tracy Sweet | +44 (0)29 2087 0673 | SweetT@cardiff.ac.uk | equipment@cardiff.ac.uk | Engineering | Queen's Buildings |  | https://www.cardiff.ac.uk/research-equipment/equipment/view/pv-test-rig
Equipment | E2454158 | Qualisys Motion Capture System 1 | Qualisys Oqus 700+ 10 camera set, plus Oqus 210c video camera | Qualisys Motion Capture System - Human Movement Laboratory. | F2454154 | Infrared 12 Mpixel Oqus 700+ cameras capture accurate marker positions with very low latency. The system can be synchronised with force plates, electromyography sensors and the portable staircase if required. 600 and 300 calibration kits available. Cameras can be located in a range of positions, owing to a wall mounted rail system and they can also be transferred to tripods if required. This allows bespoke protocols to be created for a wide range of research applications. | Dr Gemma Whatling | +44 (0)29 2087 7900 | WhatlingGM@cardiff.ac.uk | equipment@cardiff.ac.uk | Engineering | Queen's Buildings - South Building |  | https://www.cardiff.ac.uk/research-equipment/equipment/view/qualisys-motion-capture-system-one
Equipment | E2454165 | Qualisys Motion Capture System 2 | Qualisys Oqus 700+ 12 camera set, plus Oqus 210c video camera | Qualisys Motion Capture System - Human Movement Laboratory | F2454154 | Infrared 12 Mpixel Oqus 700+ cameras capture accurate marker positions with very low latency. The system can be synchronised with force plates, electromyography sensors and the portable staircase if required. 600 and 300 calibration kits available.Cameras can be located in a range of positions, owing to a wall mounted rail system and they can also be transferred to tripods if required. This allows bespoke protocols to be created for a wide range of research applications. | Dr Gemma Whatling | +44 (0)29 2087 7900 | WhatlingGM@cardiff.ac.uk | equipment@cardiff.ac.uk | Engineering | Queen's Buildings - South Building |  | https://www.cardiff.ac.uk/research-equipment/equipment/view/qualisys-motion-capture-system2
Equipment | E396729 | Quality Control Lab | Various | Used to test a range of chemicals using HPLC with UV, ECD and Radiation detectors, Mass Spectr | F482018 |  | Professor Chris Marshall | +44 (0)29 2074 8164 | petic@cardiff.ac.uk | equipment@cardiff.ac.uk | Medicine | Main Hospital Building |  | https://www.cardiff.ac.uk/research-equipment/equipment/view/quality-control-lab
Equipment | E483629 | Quality Control Technologies | ThermoFisher/Agilent/Applied Biosystems/QuantStudio | The GRH is equipped with a Qubit 3.0 fluorometer and an Agilent TapeStation. We also have Applied Biosystems StepOne real-time PCR and QuantStudio 3D digital PCR system. | F483607 |  |  |  |  | equipment@cardiff.ac.uk | Biosciences | Sir Martin Evans Building |  | https://www.cardiff.ac.uk/research-equipment/equipment/view/quality-control-technologies
Equipment | E396769 | Radiochemistry Systems | Eckert and Ziegler, Synthera, TRASIS AIO, FastLab 2 | Used to produce a range of radiopharmaceuticals | F482018 |  | Professor Chris Marshall | +44 (0)29 2074 8164 | petic@cardiff.ac.uk | equipment@cardiff.ac.uk | Medicine | Main Hospital Building |  | https://www.cardiff.ac.uk/research-equipment/equipment/view/radiochemistry-systems
Equipment | E396789 | Radionuclide Delivery System | Booth Welsh System | Used to transport radioactive material around the PETIC facility | F482018 |  | Professor Chris Marshall | +44 (0)29 2074 8164 | petic@cardiff.ac.uk | equipment@cardiff.ac.uk | Medicine | Main Hospital Building |  | https://www.cardiff.ac.uk/research-equipment/equipment/view/radionuclide-delivery-system
Equipment | E407549 | Raman Spectrometer | Raman Spectrometer | For Electrochemistry and flow cell. |  |  | Dr Mahmoud Akhtar | +44 (0)29 2087 0680 | AkhtarM@cardiff.ac.uk | equipment@cardiff.ac.uk | Chemistry |  |  | https://www.cardiff.ac.uk/research-equipment/equipment/view/raman-spectrometer
Equipment | E407573 | Raman Spectrometer | Raman Spectrometer | For Electrochemistry and flow cell. |  |  | Dr Mahmoud Akhtar | +44 (0)29 2087 0680 | AkhtarM@cardiff.ac.uk | equipment@cardiff.ac.uk | Chemistry |  |  | https://www.cardiff.ac.uk/research-equipment/equipment/view/raman-spectrometer2
Equipment | E407589 | Rapid Prototyping machine | Envisiontec Perfactory mini SXGA Multi Lens | High resolution stereolithography-type rapid prototyping system that uses a variety of photomonomer resins and a DLP projector to polymerize 3D finished parts. | F481727 |  | Dr Petko Petkov | +44 (0)29 2087 0018 | PetkovP@cardiff.ac.uk | equipment@cardiff.ac.uk | Engineering | Adeiladau'r Frenhines |  | https://www.cardiff.ac.uk/research-equipment/equipment/view/rapid-prototyping-machine
Equipment | E407609 | Rapid Prototyping machine | Envisiontec Perfactory mini SXGA Multi Lens | High resolution stereolithography-type rapid prototyping system that uses a variety of photomonomer resins and a DLP projector to polymerize 3D finished parts. | F481727 |  | Dr Petko Petkov | +44 (0)29 2087 0018 | PetkovP@cardiff.ac.uk | equipment@cardiff.ac.uk | Engineering | Adeiladau'r Frenhines |  | https://www.cardiff.ac.uk/research-equipment/equipment/view/rapid-prototyping-machine2
Equipment | E1475520 | Rapid Thermal Annealer | JIPELEC, Jetfirst 300 RTP Processor 3 x 400V. | Annealing of metal-semiconductor contacts over 300mm with a controlled N2 or O2 atmosphere. Thermocouple or pyrometer temperature control upto 1200 ¬∞C. | F1472090 |  | Dr Connie Eng |  | ICS@cardiff.ac.uk | equipment@cardiff.ac.uk | Physics and Astronomy | Queen's Buildings |  | https://www.cardiff.ac.uk/research-equipment/equipment/view/rapid-thermal-annealer
Equipment | E407629 | Reactive Ion etcher | Reactive Ion Etching | Uses 5 different gases: SF6, Ar, O2, CHF3 and Cl2 | F481727 |  | Dr Emmanuel Brousseau | +44 (0)29 2087 5752 | BrousseauE@cardiff.ac.uk | equipment@cardiff.ac.uk | Engineering | Adeiladau'r Frenhines |  | https://www.cardiff.ac.uk/research-equipment/equipment/view/reactive-ion-etcher
Equipment | E407649 | Real time digital simulator | RTDS Technologies, Canada | The RTDS simulator is a modular, fully digital power system simulator that consists of a 1 Gigabit transceiver workstation interface card, 4 ‚ÄìGiga processor cards and optically isolated analogues and digital input and output devices. | F482024 |  | Dr Daniel Rogers | +44 (0)29 2089 0795 | RogersDJ@cardiff.ac.uk | equipment@cardiff.ac.uk | Engineering | Queen's Buildings |  | https://www.cardiff.ac.uk/research-equipment/equipment/view/real-time-digital-simulator
Equipment | E2527290 | Real time PCR (qPCR) | Applied Biosystems‚Ñ¢ QuantStudioTM 12K. | Highly flexible, comprehensive real-time PCR platform that can accommodate OpenArray‚Ñ¢ plates, TaqMan‚Ñ¢ array cards, 384-well, 96-well, and FAST 96-well plates. |  |  | Jane Chappelle | +44 (0)7713 500 450 | chappellej@cardiff.ac.uk | equipment@cardiff.ac.uk | Medicine | Henry Wellcome Building for Biomedical Research |  | https://www.cardiff.ac.uk/research-equipment/equipment/view/real-time-pcr-qpcr
Equipment | E407670 | Recirculating Unsteady Flow Flume | Constructed - as per design | Recirculating Unsteady Flow Flume, 1.2 m wide, 17 m long, capable of delivering 1 m/s current with a depth of 0.8 m. Flume designed primarily for studying design, operation and efficiency of model tidal stream turbines. | F481953 |  | Professor Roger A Falconer | +44 (0)29 2087 4280 | FalconerRA1@cardiff.ac.uk | equipment@cardiff.ac.uk | Engineering | Queen's Buildings |  | https://www.cardiff.ac.uk/research-equipment/equipment/view/recirculating-unsteady-flow-flume
Equipment | E407689 | Refrigerator system ‚Äì two stage, model 16 RD-ADR | Janis Res | The equipment is a cryogenic test facility with a base temperature of 70 mK, with a 10 cm diameter mounting plate for test devices. The height of the test volume is approximately 5 cm. The volume has radiation and magnetic shields and contains low noise SQUID amplifiers. The system also contains approximately 100 twisted pair wires which allow signals to be read out from the cryogenic stages at the 300 K connector flanges as well as 2 stainless steel high frequency coaxial cables. |  |  | Professor Peter Ade | +44 (0)29 2087 4643 | AdePA@cardiff.ac.uk | equipment@cardiff.ac.uk | Physics and Astronomy |  |  | https://www.cardiff.ac.uk/research-equipment/equipment/view/refrigerator-system-two-stage,-model-16-rd-adr
Equipment | E407729 | Relaxometer | Stelar Spenmaster Variable Field NMR Spectrometer | Measure relaxation time of MRI contrast agents |  |  | Dr Mahmoud Akhtar | +44 (0)29 2087 0680 | AkhtarM@cardiff.ac.uk | equipment@cardiff.ac.uk | Chemistry |  |  | https://www.cardiff.ac.uk/research-equipment/equipment/view/relaxometer
Equipment | E407750 | Renishaw small CMM | Equator 300 systems | Fully Programmable. | F481727 |  | Mr Andrew Hopkins | +44 (0)29 2087 6725 | HopkinsAC2@cardiff.ac.uk | equipment@cardiff.ac.uk | Engineering | Adeiladau'r Frenhines |  | https://www.cardiff.ac.uk/research-equipment/equipment/view/renishaw-small-cmm
Equipment | E396792 | Research quality treadmill | HP Cosmos Treadmill | Health & Safety requirements. | F482030 |  | Mr Matthew Williamson | +44 (0)29 2068 7748 | WilliamsonM@cardiff.ac.uk | equipment@cardiff.ac.uk | Healthcare Sciences | Ty Dewi Sant |  | https://www.cardiff.ac.uk/research-equipment/equipment/view/research-quality-treadmill
Equipment | E407769 | Research Vessel | South Boats 36ft Research Vessel Catamaran | Category 2 workboat, LOA-11m, beam-5m, draft 1.2m, includes hydraulic A-Frame. Cruising speed 12knots. | F378091 |  | Mr Ian Fryett | +44 (0)29 2086 7130 | FryettI@cardiff.ac.uk | equipment@cardiff.ac.uk | Earth and Environmental Sciences | Main Building |  | https://www.cardiff.ac.uk/research-equipment/equipment/view/research-vessel
Equipment | E407789 | RF Synthesiser / Continuous signal source | Holtzworth HS6002A | 6 GHz, low phase noise, 4 channel coherent frequency source. | F481561 |  | Dr Jonathan Lees | +44 (0)29 2087 4318 | LeesJ2@cardiff.ac.uk | equipment@cardiff.ac.uk | Engineering | Queen's Buildings |  | https://www.cardiff.ac.uk/research-equipment/equipment/view/rf-synthesiser-continuous-signal-source
Equipment | E407809 | Robotic Arm | Kuka/KR 60 HA | Robotic Arm, 2m reach, load capacity 60 kg, high accuracy |  |  | Dr Wassim Jabi | +44 (0)29 2087 6981 | JabiW@cardiff.ac.uk | equipment@cardiff.ac.uk | Architecture |  |  | https://www.cardiff.ac.uk/research-equipment/equipment/view/robotic-arm
Equipment | E401949 | RS2 Confocal Machine | Leica |  |  |  | Dr Chris George | +44 (0)29 2074 4431 | GeorgeCH@cardiff.ac.uk | equipment@cardiff.ac.uk | Medicine |  |  | https://www.cardiff.ac.uk/research-equipment/equipment/view/rs2-confocal-machine
Equipment | E401954 | RS5 Confocal Machine | Leica |  |  |  | Dr Chris George | +44 (0)29 2074 4431 | GeorgeCH@cardiff.ac.uk | equipment@cardiff.ac.uk | Medicine |  |  | https://www.cardiff.ac.uk/research-equipment/equipment/view/rs5-confocal-machine
Equipment | E401969 | RS5 Confocal Microscope | Leica |  |  |  | Dr Chris George | +44 (0)29 2074 4431 | GeorgeCH@cardiff.ac.uk | equipment@cardiff.ac.uk | Medicine |  |  | https://www.cardiff.ac.uk/research-equipment/equipment/view/rs5-confocal-microscope
Equipment | E2454216 | Samsung portable ultrasound | Samsung RS80A ultrasound. | High quality Ultrasound with a number of linear ray transducers suitable for use for MSK, abdomen, vascular and small organs. Also able to be used for a variety of research purposes on materials e.g. gels. | F2454154 | Currently, our system is equipped with the following 2D linear array transducers suitable for musculoskeletal, abdomen, vascular and small organs ultrasound application:L3-12A with 50 mm field of viewLA2-9A with 44.16 mm field of viewLA4-18B with 37.5 mm field of view. | Professor Cathy Holt | +44 (0)29 2087 6436 | mskbrf@cardiff.ac.uk | equipment@cardiff.ac.uk | Engineering | Queen's Buildings - South Building |  | https://www.cardiff.ac.uk/research-equipment/equipment/view/samsung-portable-ultrasound
Equipment | E407830 | SAS Equipment | Separex | Supercritical anti solvent precipitation rig. |  |  | Dr Mahmoud Akhtar | +44 (0)29 2087 0680 | AkhtarM@cardiff.ac.uk | equipment@cardiff.ac.uk | Chemistry |  |  | https://www.cardiff.ac.uk/research-equipment/equipment/view/sas-equipment
Equipment | E393769 | Scanning Electron Microscope | Camscan 2040/oxford inca edx/wdx analysis | Environmental vacuum sem for imaging and edx/wdx analysis chamber can image aluminium studs, mounted X-sections and objects |  |  | Offer ymchwil |  | equipment@cardiff.ac.uk | equipment@cardiff.ac.uk | History, Archaeology and Religion |  |  | https://www.cardiff.ac.uk/research-equipment/equipment/view/scanning-electron-microscope
Equipment | E407849 | Scanning Electron Microscope | Carl Zeiss EVO 40 | Solid sample morphology |  |  | Dr Mahmoud Akhtar | +44 (0)29 2087 0680 | AkhtarM@cardiff.ac.uk | equipment@cardiff.ac.uk | Chemistry |  |  | https://www.cardiff.ac.uk/research-equipment/equipment/view/scanning-electron-microscope2
Equipment | E407869 | SCR Rig pipework | SCR Rig pipework | Collection of high pressure high temperature pipework that constitutes the SCR rig | F481705 |  | Mr Steve Morris | +44 (0)79 5715 4955 | MorrisSM@cardiff.ac.uk | equipment@cardiff.ac.uk | Engineering |  |  | https://www.cardiff.ac.uk/research-equipment/equipment/view/scr-rig-pipework
Equipment | E407889 | SCR Traverse | SCR Traverse | Traversing probe used in conjunction with the SCR rig for the internal sampling of gas species within a GT combustor at elevated pressures and temperatures | F481705 |  | Mr Steve Morris | +44 (0)79 5715 4955 | MorrisSM@cardiff.ac.uk | equipment@cardiff.ac.uk | Engineering |  |  | https://www.cardiff.ac.uk/research-equipment/equipment/view/scr-traverse
Equipment | E408249 | Seabed Multi-Corer | Seabed Multi-Corer | Used for obtaining undisturbed sediment cores with a penetration depth of approximately 1m. | F378091 |  | Mr Ian Fryett | +44 (0)29 2086 7130 | FryettI@cardiff.ac.uk | equipment@cardiff.ac.uk | Earth and Environmental Sciences | Main Building |  | https://www.cardiff.ac.uk/research-equipment/equipment/view/seabed-multi-corer
Equipment | E403969 | Selective Laser Melting | Renishaw AM250 | Currently used for research purposes. | F390769 |  | Dr Franck Lacan | +44 (0)29 2087 6267 | lacan@cardiff.ac.uk | equipment@cardiff.ac.uk | Engineering | Queen's Buildings |  | https://www.cardiff.ac.uk/research-equipment/equipment/view/selective-laser-melting
Equipment | E408269 | Selective Laser Sintering | EOS, model P7000 | Build chamber 700mm x 380mm x 580mm. Currently produces part in polyamide, unfilled and glass filled. | F390769 |  | Dr Franck Lacan | +44 (0)29 2087 6267 | lacan@cardiff.ac.uk | equipment@cardiff.ac.uk | Engineering | Queen's Buildings |  | https://www.cardiff.ac.uk/research-equipment/equipment/view/selective-laser-sintering
Equipment | E408289 | Selective Laser Sintering | DTM, model 2500 plus | Currently used for research purposes. | F390769 |  | Dr Franck Lacan | +44 (0)29 2087 6267 | lacan@cardiff.ac.uk | equipment@cardiff.ac.uk | Engineering | Queen's Buildings |  | https://www.cardiff.ac.uk/research-equipment/equipment/view/selective-laser-sintering3
Equipment | E408290 | Selective Laser Sintering | HiQ | Currently produces parts in Polyamide, unfilled and glass filled. | F390769 |  | Dr Franck Lacan | +44 (0)29 2087 6267 | lacan@cardiff.ac.uk | equipment@cardiff.ac.uk | Engineering | Queen's Buildings |  | https://www.cardiff.ac.uk/research-equipment/equipment/view/selective-laser-sintering4
Equipment | E408309 | SEM | Nikon JCM5000 | Desktop system for investigation of degradation processes occurring in the microstructure of carbon composites, both before and after direct strike. | F482001 |  | Dr David Clark | +44 (0)29 2087 5070 | ClarkD@cardiff.ac.uk | equipment@cardiff.ac.uk | Engineering | Queen's Buildings |  | https://www.cardiff.ac.uk/research-equipment/equipment/view/sem
Equipment | E408333 | Sensor tracking system | Polhemus LIBERTY 240 - 16 sensor tracking system | Pulhemus Fastrak: A desktop 16 sensor magnetic motion capture system. | F481918 |  | Dr Yulia Hicks | +44 (0)29 2087 5945 | HicksYA@cardiff.ac.uk | equipment@cardiff.ac.uk | Engineering | Queen's Buildings |  | https://www.cardiff.ac.uk/research-equipment/equipment/view/sensor-tracking-system
Equipment | E408369 | Shallow water side scan sonar system | Cmax CM2 towfish with Coda Octopus 760D | 350KHz side scan system capable of working in water depths up to 100m. | F378091 |  | Mr Ian Fryett | +44 (0)29 2086 7130 | FryettI@cardiff.ac.uk | equipment@cardiff.ac.uk | Earth and Environmental Sciences | Main Building |  | https://www.cardiff.ac.uk/research-equipment/equipment/view/shallow-water-side-scan-sonar-system
Equipment | E408389 | Shallow water sub-bottom profiler system | Applied acoustics boomer system | 10-15KHz towed catamaran system with CSP power source. | F378091 |  | Mr Ian Fryett | +44 (0)29 2086 7130 | FryettI@cardiff.ac.uk | equipment@cardiff.ac.uk | Earth and Environmental Sciences | Main Building |  | https://www.cardiff.ac.uk/research-equipment/equipment/view/shallow-water-sub-bottom-profiler-system
Equipment | E408409 | Siemens G-30 rig | Siemens G-30 rig | Test module for use on the SCR and HPCR for use with the Siemen's G-30 combustor for internal traversing and true surface temperature measurements at elevated pressure and temperature | F481705 |  | Mr Steve Morris | +44 (0)79 5715 4955 | MorrisSM@cardiff.ac.uk | equipment@cardiff.ac.uk | Engineering |  |  | https://www.cardiff.ac.uk/research-equipment/equipment/view/siemens-g-30-rig
Equipment | E408410 | Siemens HMI | Siemens HMI | Siemens PLC and HMIs that are used to control the facility | F481705 |  | Mr Steve Morris | +44 (0)79 5715 4955 | MorrisSM@cardiff.ac.uk | equipment@cardiff.ac.uk | Engineering |  |  | https://www.cardiff.ac.uk/research-equipment/equipment/view/siemens-hmi
Equipment | E408449 | Signal Generator ‚Äì synthesised sweeper | Agilent E83640A | 10 MHz to 40 GHz sweeper. | F481561 |  | Dr Jonathan Lees | +44 (0)29 2087 4318 | LeesJ2@cardiff.ac.uk | equipment@cardiff.ac.uk | Engineering | Queen's Buildings |  | https://www.cardiff.ac.uk/research-equipment/equipment/view/signal-generator-synthesised-sweeper
Equipment | E408469 | Single beam survey precision echo sounder | Odom hydrotrac echo sounder | 200KHz single beam sonar, measures depth up to 150m. | F378091 |  | Mr Ian Fryett | +44 (0)29 2086 7130 | FryettI@cardiff.ac.uk | equipment@cardiff.ac.uk | Earth and Environmental Sciences | Main Building |  | https://www.cardiff.ac.uk/research-equipment/equipment/view/single-beam-survey-precision-echo-sounder
Equipment | E1532639 | Single cell analysis system | TaKaRa ICELL8 cx Single-Cell System. | Single cell system for the rapid isolation and analysis of large numbers of single cells. | F1532616 |  | Andrew Jefferson | +44 (0)29 2251 0895 | JeffersonA@cardiff.ac.uk | equipment@cardiff.ac.uk | Medicine | Hadyn Ellis Building |  | https://www.cardiff.ac.uk/research-equipment/equipment/view/single-cell-analysis-system
Equipment | E401974 | Slide scanning microscope | Objective Imaging Surveyor Slide Scanning System | The microscope allows whole slide scanning and mosaic stitching of histological sections under brightfield illumination. | F383195 | The scanner consists of an Olympus BX41 brightfield microscope equipped with 5x, 10x, 20x and 40x objectives, a QImaging QICAM Fast 1394 colour digital camera (with associated PC) and an OASIS motorised XYZ stage that can be controlled by a joystick or directly via the Surveyor software.Objectives4x/0.10 Plan N10x/0.30 UPlan FL N20x/0.75 UPlan S Apo40x/0.75 UPlan FL NTurboscan examples | Dr Anthony J Hayes | +44 (0)29 2087 6611 | HayesAJ@cardiff.ac.uk | equipment@cardiff.ac.uk | Biosciences | Sir Martin Evans Building |  | https://www.cardiff.ac.uk/research-equipment/equipment/view/slide-scanning-microscope
Equipment | E402009 | Sliding microtome and quick freezing attachment | HM440E + K400 (Mircrom) | Section thickness:1 - 100um (resolution 1 - 5um). Trimming range: 10 - 500um (<=10%). Movement: horizontal (knife) 200mm, vertical (specimen) 40mm. Freezing >= -35deg | F482132 |  | Mr Nick White | +44 (0)29 2087 0502 | WhiteN@cardiff.ac.uk | equipment@cardiff.ac.uk | Optometry and Vision Sciences | Optometry and Vision Sciences |  | https://www.cardiff.ac.uk/research-equipment/equipment/view/sliding-microtome-and-quick-freezing-attachment
Equipment | E408489 | Solar & Environmental chamber | THERMOTRON | This is a large walk-in environmental chamber (563 cubic feet) which can be used for ambient sample temperature control between -67 to 85oC.Humidity can also be controlled between 20% to 95% RH. The solar simulator is a 6 kW gas discharge bulb which can deliver irradiance levels of 1000W/m2 (or more) with AM 1.5G spectrum. Extraterrestrial solar spectral radiation AM 0 is also possible with removal of lamp filters. A pyranometer is available for measurement of Global Horizontal Irradiance and pyrheliometer for measurement of Direct Normal Irradiance are available alongside T-type thermocouples and automated datalogging. | F482042 |  | Dr Tracy Sweet | +44 (0)29 2087 0673 | SweetT@cardiff.ac.uk | equipment@cardiff.ac.uk | Engineering | Queen's Buildings |  | https://www.cardiff.ac.uk/research-equipment/equipment/view/solar-And-environmental-chamber
Equipment | E1483059 | Solid state Nuclear Magnetic Resonance (NMR) | Bruker | High resolution NMR spectrometer used in the analysis of solid materials and gels |  |  | Dr Rob Jenkins | +44 (0)29 2087 6750 | jenkinsr1@cardiff.ac.uk | equipment@cardiff.ac.uk | Chemistry | Y Prif Adeilad |  | https://www.cardiff.ac.uk/research-equipment/equipment/view/solid-state-nuclear-magnetic-resonance-nmr
Equipment | E402010 | Sonography equipment | Diasus Ultrasound | Requires expert user | F482030 |  | Mr Matthew Williamson | +44 (0)29 2068 7748 | WilliamsonM@cardiff.ac.uk | equipment@cardiff.ac.uk | Healthcare Sciences | Ty Dewi Sant |  | https://www.cardiff.ac.uk/research-equipment/equipment/view/sonography-equipment
Equipment | E408509 | Spectrography System | Andor IR-VIS-UV Spetrography System | Spectrograph and detectors for analysis of lightning arc and ejected material spectra in the 250-1700nm range. | F482001 |  | Dr David Clark | +44 (0)29 2087 5070 | ClarkD@cardiff.ac.uk | equipment@cardiff.ac.uk | Engineering | Queen's Buildings |  | https://www.cardiff.ac.uk/research-equipment/equipment/view/spectrography-system
Equipment | E2514534 | Spectroscopic Ellipsometer | Woolham M2000. |  |  |  | Professor Oliver Williams | +44 (0)29 2087 4978 | williamso@cardiff.ac.uk | equipment@cardiff.ac.uk | Physics and Astronomy | Queen's Buildings |  | https://www.cardiff.ac.uk/research-equipment/equipment/view/spectroscopic-ellipsometer
Equipment | E408530 | Spectrum Analyser / tracking generator | Agilent N1996A-506 | 10 KHz to 6 GHz | F481561 |  | Dr Jonathan Lees | +44 (0)29 2087 4318 | LeesJ2@cardiff.ac.uk | equipment@cardiff.ac.uk | Engineering | Queen's Buildings |  | https://www.cardiff.ac.uk/research-equipment/equipment/view/spectrum-analyser-tracking-generator
Equipment | E408549 | Spey Rig | Spey Rig | Test module for use on the HPCR in conjunction with the HES rig for representative aviation GT soot generation | F481705 |  | Mr Steve Morris | +44 (0)79 5715 4955 | MorrisSM@cardiff.ac.uk | equipment@cardiff.ac.uk | Engineering |  |  | https://www.cardiff.ac.uk/research-equipment/equipment/view/spey-rig
Equipment | E408569 | Spin coater system | EVG101C Spin Coating System | Compatibale with wafers up to 8', Edge bead removal | F481727 |  | Dr Emmanuel Brousseau | +44 (0)29 2087 5752 | BrousseauE@cardiff.ac.uk | equipment@cardiff.ac.uk | Engineering | Adeiladau'r Frenhines |  | https://www.cardiff.ac.uk/research-equipment/equipment/view/spin-coater-system
Equipment | E402030 | Spin-disk Confocal System | Zeiss TIRF | Zeiss TIRF Spin-disk confocal system. Laser lines: 405, 488, 540, 633nm |  |  | Dr Oleg Gerasimenko | +44 (0)29 2087 0864 | GerasimenkoOV@cardiff.ac.uk | equipment@cardiff.ac.uk | Biosciences |  |  | https://www.cardiff.ac.uk/research-equipment/equipment/view/spin-disk-confocal-system
Equipment | E1532638 | Spinning disc confocal | Zeiss Cell Observer SD. | A Yokagawa spinning disc head fitted to a Zeiss Examiner upright stand allows rapid and sensitive fluorescence imaging with optical sectioning and high image quality. | F1532616 |  | Andrew Jefferson | +44 (0)29 2251 0895 | JeffersonA@cardiff.ac.uk | equipment@cardiff.ac.uk | Medicine | Hadyn Ellis Building |  | https://www.cardiff.ac.uk/research-equipment/equipment/view/spinning-disc-confocal
Equipment | E532176 | Spinning Disc Confocal Microscope | Olympus IX71 motorised, inverted microscope | Crest Optics X-Light V2 confocal imager; Cairn Research tri-line laser bank (405nm; 488nm; 561nm); Hamamatsu ORCA Flash 4 CMOS digital camera with M-View Gemini image splitter | F383195 | The instrument has x4, x10, x20, x40, x60(oil) and x100 (oil) objective lenses and RGB filters for epifluorescence. It has a PriorScan II motorised (x,y,z) stage, a motorised filter turret and shutter with filters for visualisation of DAPI, FITC, TRITC and CFP, YFP and RFP. It is also equipped with a Crest Optics X-Light V2 spinning disc confocal scan head, a tri-line laser bank (405nm, 488nm, 561nm) and a Hamamatsu ORCA 4.0 Flash 4.0 CMOS monochrome digital camera with M-View Gemini image splitting optics, The microscope system is controlled through Molecular Devices MetaMorph microscopy automation and image analysis software.Objectives4x/0.13 UPlan FLN10x/0.30 UPlan Fl20x/0.45 LUCPlan FLN40x/0.60 LUCPlan FLN60x/1.42 PlanApo N Oil100x/1.40 UPlanSApo OilDiode 405nm (100mW)Diode 488nm (150mW)Diode 561nm (100mW)LasersDiode 405nm (100mW)Diode 488nm (150mW)Diode 561nm (100mW) | Dr Anthony J Hayes | +44 (0)29 2087 6611 | HayesAJ@cardiff.ac.uk | equipment@cardiff.ac.uk | Biosciences | Sir Martin Evans Building |  | https://www.cardiff.ac.uk/research-equipment/equipment/view/spinning-disc-confocal-microscope
Equipment | E408589 | Stahl Gantry Crane | Stahl, ST 50 5000kg Gantry Cranes | Two cranes, each with a lifting capacity of 5000kg | F481705 |  | Mr Steve Morris | +44 (0)79 5715 4955 | MorrisSM@cardiff.ac.uk | equipment@cardiff.ac.uk | Engineering |  |  | https://www.cardiff.ac.uk/research-equipment/equipment/view/stahl-gantry-crane
Equipment | E408609 | Stereo Lithography | 3D Systems, model 3500 | 350mm square X 400mm high build space. Material is mimic of polyproplene. | F390769 |  | Dr Franck Lacan | +44 (0)29 2087 6267 | lacan@cardiff.ac.uk | equipment@cardiff.ac.uk | Engineering | Queen's Buildings |  | https://www.cardiff.ac.uk/research-equipment/equipment/view/stereo-lithography
Equipment | E408629 | Stereo Lithography | 3D Systems, model 5000 | 500mm square x 600mm high build space. Material is a mimic of ABS. | F390769 |  | Dr Franck Lacan | +44 (0)29 2087 6267 | lacan@cardiff.ac.uk | equipment@cardiff.ac.uk | Engineering | Queen's Buildings |  | https://www.cardiff.ac.uk/research-equipment/equipment/view/stereo-lithography2
Equipment | E402051 | Stereo-zoom imaging system | Olympus SZX12 stereo zoom system | Suitable for brightfield and epifluorescence imaging of small samples such as whole-mounts, culture plates, gels or large tissue sections. | F383195 | The microscope provides very long working distances and a wide zoom range (0.7x &ndash; 9x; zoom ratio 1:12.86). It has RGB filter cubes and is equipped with a Hamamatsu ORCA-ER black and white digital camera. | Dr Anthony J Hayes | +44 (0)29 2087 6611 | HayesAJ@cardiff.ac.uk | equipment@cardiff.ac.uk | Biosciences | Sir Martin Evans Building |  | https://www.cardiff.ac.uk/research-equipment/equipment/view/stereo-zoom-imaging-system
Equipment | E408689 | STM/AFM Multimode | Vecco 50BM-4 | Surface Science. |  |  | Dr Mahmoud Akhtar | +44 (0)29 2087 0680 | AkhtarM@cardiff.ac.uk | equipment@cardiff.ac.uk | Chemistry |  |  | https://www.cardiff.ac.uk/research-equipment/equipment/view/stmafm-multimode
Equipment | E408690 | STM/AFM Multimode | Vecco 50BM-4 | Surface Science. |  |  | Dr David Morgan | +44 (0)29 2087 7066 | MorganDJ3@cardiff.ac.uk | equipment@cardiff.ac.uk | Chemistry |  |  | https://www.cardiff.ac.uk/research-equipment/equipment/view/stmafm-multimode3
Equipment | E408710 | Stop-Flow Kinetics Spectrometer | Applied Photophysics | Stop-Flow Kinetics. |  |  | Dr Mahmoud Akhtar | +44 (0)29 2087 0680 | AkhtarM@cardiff.ac.uk | equipment@cardiff.ac.uk | Chemistry |  |  | https://www.cardiff.ac.uk/research-equipment/equipment/view/stop-flow-kinetics-spectrometer
Equipment | E2514544 | Streaming potential aparatus / Electrokinetc Analyzer for solid surface analysis | Anton Paar SurPASS 3. | Fully automated zeta potential analysis on macroscopic solids. |  |  | Professor Oliver Williams | +44 (0)29 2087 4978 | williamso@cardiff.ac.uk | equipment@cardiff.ac.uk | Physics and Astronomy | Queen's Buildings |  | https://www.cardiff.ac.uk/research-equipment/equipment/view/streaming-potential-aparatus-electrokinetc-analyzer-for-solid-surface-analysis
Equipment | E408729 | Sub-bottom profiler | Geoacoustics Geochirp system | geochirp towfish including 100m armoured tow cable and Geoprinter. | F378091 |  | Mr Ian Fryett | +44 (0)29 2086 7130 | FryettI@cardiff.ac.uk | equipment@cardiff.ac.uk | Earth and Environmental Sciences | Main Building |  | https://www.cardiff.ac.uk/research-equipment/equipment/view/sub-bottom-profiler
Equipment | E408749 | Sulphur/Carbon analyser | Leco S/C analyser SC-144 DR | High temperature combustion method for analysis of total carbon and sulphur in solid samples. | F481582 |  | Dr Devin Sapsford | +44 (0)29 2087 5916 | SapsfordDJ@cardiff.ac.uk | equipment@cardiff.ac.uk | Engineering | Queen's Buildings |  | https://www.cardiff.ac.uk/research-equipment/equipment/view/sulphurcarbon-analyser
Equipment | E408770 | Surface Science Spectrometer | Vacuum Science Workshop -Molecular Beam System AUGER | Single crystal, catalysis |  |  | Dr Mahmoud Akhtar | +44 (0)29 2087 0680 | AkhtarM@cardiff.ac.uk | equipment@cardiff.ac.uk | Chemistry |  |  | https://www.cardiff.ac.uk/research-equipment/equipment/view/surface-science-spectrometer
Equipment | E408789 | Surface Science Spectrometer | Vacuum Science Workshop -Molecular Beam System AUGER | Single crystal, catalysis |  |  | Dr Mahmoud Akhtar | +44 (0)29 2087 0680 | AkhtarM@cardiff.ac.uk | equipment@cardiff.ac.uk | Chemistry |  |  | https://www.cardiff.ac.uk/research-equipment/equipment/view/surface-science-spectrometer2
Equipment | E408809 | Surface Science Spectrometer | Vacuum Science Workshop -Molecular Beam System AUGER | Single crystal, catalysis |  |  | Dr Mahmoud Akhtar | +44 (0)29 2087 0680 | AkhtarM@cardiff.ac.uk | equipment@cardiff.ac.uk | Chemistry |  |  | https://www.cardiff.ac.uk/research-equipment/equipment/view/surface-science-spectrometer3
Equipment | E408829 | Surface Science Spectrometer | Vacuum Science Workshop -Molecular Beam System AUGER | Single crystal, catalysis |  |  | Dr Mahmoud Akhtar | +44 (0)29 2087 0680 | AkhtarM@cardiff.ac.uk | equipment@cardiff.ac.uk | Chemistry |  |  | https://www.cardiff.ac.uk/research-equipment/equipment/view/surface-science-spectrometer4
Equipment | E408849 | Surface Science Spectrometer | Vacuum Science Workshop -Molecular Beam System AUGER | Single crystal, catalysis |  |  | Dr Mahmoud Akhtar | +44 (0)29 2087 0680 | AkhtarM@cardiff.ac.uk | equipment@cardiff.ac.uk | Chemistry |  |  | https://www.cardiff.ac.uk/research-equipment/equipment/view/surface-science-spectrometer5
Equipment | E408870 | Surface Science Spectrometer | Vacuum Science Workshop -Molecular Beam System AUGER | Single crystal, catalysis |  |  | Dr Mahmoud Akhtar | +44 (0)29 2087 0680 | AkhtarM@cardiff.ac.uk | equipment@cardiff.ac.uk | Chemistry |  |  | https://www.cardiff.ac.uk/research-equipment/equipment/view/surface-science-spectrometer6
Equipment | E408889 | Swath bathymetric survey system | SEA SWATHplus | 234KHz Swath bathymetric survey system capable of mapping the seabed up to depths of 100m. | F378091 |  | Mr Ian Fryett | +44 (0)29 2086 7130 | FryettI@cardiff.ac.uk | equipment@cardiff.ac.uk | Earth and Environmental Sciences | Main Building |  | https://www.cardiff.ac.uk/research-equipment/equipment/view/swath-bathymetric-survey-system
Equipment | E408909 | Switching Transformer | Igranic, Switching Transformer | 11kV switching transformer for use with Joy compressor during start up | F481705 |  | Mr Steve Morris | +44 (0)79 5715 4955 | MorrisSM@cardiff.ac.uk | equipment@cardiff.ac.uk | Engineering |  |  | https://www.cardiff.ac.uk/research-equipment/equipment/view/switching-transformer
Equipment | E2454195 | Tekscan Plantar Pressure System | Tekscan F-Scan VersaTek. | In-shoe Pressure Measurement System. | F2454154 | The F-Scan sensors (insoles) are positioned within the participants shoe. Each sensor is made up of 960 individual pressure sensing locations, allowing measurement of in-shoe foot pressure. The participant wears a wireless unit at their waist and aquisition cuff units attached above each ankle which link to the insole sensors. F-Scan sensors are disposable with a finite lifespan. The scale of the research activity would determine the number of sensors required. | Dr Gemma Whatling | +44 (0)29 2087 7900 | WhatlingGM@cardiff.ac.uk | equipment@cardiff.ac.uk | Engineering | Queen's Buildings - South Building |  | https://www.cardiff.ac.uk/research-equipment/equipment/view/tekscan-plantar-pressure-system
Equipment | E2454180 | Tekscan Tactile Force and Pressure Measurement Walkway | Tekscan Walkway HRV6 HR system kit. | Tactile force and pressure measurement walkway. | F2454154 | Walkway dimensions 2.62 x 0.3M.High resolution sensors.Associated data recording and analysis software.Produces temporal, pressure and force information. | Professor Cathy Holt | +44 (0)29 2087 6436 | mskbrf@cardiff.ac.uk | equipment@cardiff.ac.uk | Engineering | Queen's Buildings - South Building |  | https://www.cardiff.ac.uk/research-equipment/equipment/view/tekscan-tactile-force-and-pressure-measurement-walkway
Equipment | E408929 | TEM Microscope | JEOL JEM-2100 TEM | Morphogical, structural and chemical analysis (nanostructure analysis). | F482131 |  | Dr Mahmoud Akhtar | +44 (0)29 2087 0680 | AkhtarM@cardiff.ac.uk | equipment@cardiff.ac.uk | Chemistry | Main Building |  | https://www.cardiff.ac.uk/research-equipment/equipment/view/tem-microscope
Equipment | E408949 | TG-DTA/DSC | Labsys | Thermal Analysis |  |  | Professor Stuart Taylor | +44 (0)29 2087 4062 | TaylorSH@cardiff.ac.uk | equipment@cardiff.ac.uk | Chemistry |  |  | https://www.cardiff.ac.uk/research-equipment/equipment/view/tg-dtadsc
Equipment | E812432 | Thermo Scientific NanoDrop 3300 Fluorospectrometer | Thermo Scientific NanoDrop 3300 Fluorospectrometer | Microvolume fluorospectrometer; Three light emitting diodes (LEDs): Ex Max: UV: 365; Blue: 470nm; White: 460-650nm Spectral resolution: 8nm; Measurement time: 2-10 seconds | F383195 | The NanoDrop 3300 is a broad spectrum, high performance fluorospectrometer designed for measurement of picogram quantities of DNA, RNA and protein in sample microvolumes as small as 1ml. It provides fast measurement times (&lt;10 seconds), broad wavelength range (400-750nm), and the detection of multiple fluorophores within a sample with a spectral resolution of 8nm without the need to change filters.Further information is available through the Thermofisher website &ndash; Specification sheets | Dr Peter Watson | +44 (0)29 2087 9042 | watsonpd@cardiff.ac.uk | equipment@cardiff.ac.uk | Biosciences | Sir Martin Evans Building |  | https://www.cardiff.ac.uk/research-equipment/equipment/view/thermo-scientific-nanodrop-3300-fluorospectrometer
Equipment | E408969 | Thermofisher Surveyor | Thermofisher Surveyor HPLC-MS | Used for chemical analysis of liquid borne agents. | F481686 |  | Professor David Barrow | +44 (0)29 2087 5921 | Barrow@cardiff.ac.uk | equipment@cardiff.ac.uk | Engineering | Queen's Buildings |  | https://www.cardiff.ac.uk/research-equipment/equipment/view/thermofisher-surveyor
Equipment | E408989 | Thermojet |  | Used for pattern making. | F390769 |  | Dr Franck Lacan | +44 (0)29 2087 6267 | lacan@cardiff.ac.uk | equipment@cardiff.ac.uk | Engineering | Queen's Buildings |  | https://www.cardiff.ac.uk/research-equipment/equipment/view/thermojet
Equipment | E409013 | Tidal Basin | Constructed in-house | Large coastal basin for tidal flow studies, with recirculating river flows. Used for coastal hydrodynamic and pollution studies. | F481953 |  | Professor Roger A Falconer | +44 (0)29 2087 4280 | FalconerRA1@cardiff.ac.uk | equipment@cardiff.ac.uk | Engineering | Queen's Buildings |  | https://www.cardiff.ac.uk/research-equipment/equipment/view/tidal-basin
Equipment | E409030 | Tidal Basin with Riverine Inputs | Coastal Basin - Designed and Constructed in-house | Large 5 m x 4 m x 0.8 m deep coastal basin, with overflow weir for tidal generation, with recirculating flow for riverine inputs. Basin can be used to study scaled model hydodynamic and pollutant transport processes in coastal and estuarine basins. | F481953 |  | Professor Roger A Falconer | +44 (0)29 2087 4280 | FalconerRA1@cardiff.ac.uk | equipment@cardiff.ac.uk | Engineering | Queen's Buildings |  | https://www.cardiff.ac.uk/research-equipment/equipment/view/tidal-basin-with-riverine-inputs
Equipment | E402110 | Time-correlated single photon counting electronics (TCSPC) | Becker & Hickl GmbH SPC-150 TCSPC module | One SPC-150 photon counting module, two DCC-100 control units, 3 Amplifiers, one Router. It features ps resolution, Reversed start/stop: Laser repetition rates up to 150 MHz, Saturated count rate 10 MHz, Total useful recorded count rate up to 5 MHz, Dead time 100 ns | F481517 |  | Professor Paola Borri | +44 (0)29 2087 9356 | BorriP@cardiff.ac.uk | equipment@cardiff.ac.uk | Biosciences | Sir Martin Evans Building |  | https://www.cardiff.ac.uk/research-equipment/equipment/view/time-correlated-single-photon-counting-electronics-tcspc
Equipment | E409049 | Time domain measurement system | VTD SAS Swap - x402 | 20 GHz bandwidth, 4 channel, 60 dB dynamic range, pulsed measurement system. | F481561 |  | Dr Jonathan Lees | +44 (0)29 2087 4318 | LeesJ2@cardiff.ac.uk | equipment@cardiff.ac.uk | Engineering | Queen's Buildings |  | https://www.cardiff.ac.uk/research-equipment/equipment/view/time-domain-measurement-system
Equipment | E402129 | Time-lapse fluorescent microscope | Olympus time lapse microscope | Bright field and fluorescent microscope including DAPI, FITC and PI channels with time lapse facility. | F482125 |  |  |  |  | equipment@cardiff.ac.uk | Biosciences | Sir Martin Evans Building |  | https://www.cardiff.ac.uk/research-equipment/equipment/view/time-lapse-fluorescent-microcope
Equipment | E402134 | Tissue culture facilities | Mycoplasma-free cell culture | Our tissue culture facilities for established cell lines can detect mycoplasma infection and contamination. |  | Any cell lines present in this room must have previously been tested for mycoplasma and a copy of the certificate must be placed in the file within the lab. The room will be cleaned, weekly, by the facility supervisor, cell lines, stocks of media and other consumables must be maintained by the users. | Dr Kirsty Richardson | +44 (0)29 2087 5158 | RichardsonK1@cardiff.ac.uk | equipment@cardiff.ac.uk | Biosciences | Sir Martin Evans Building |  | https://www.cardiff.ac.uk/research-equipment/equipment/view/tissue-culture-facilities
Equipment | E409070 | Total Organic Carbon and Nitrogen analyser | Shimadzu | For analysis of total carbon and nitrogen in aqueous and solid samples. | F481582 |  | Dr Devin Sapsford | +44 (0)29 2087 5916 | SapsfordDJ@cardiff.ac.uk | equipment@cardiff.ac.uk | Engineering | Queen's Buildings |  | https://www.cardiff.ac.uk/research-equipment/equipment/view/total-organic-carbon-and-nitrogen-analyser
Equipment | E409089 | Touch Wall | 92‚Äù ‚Äì 2 x 2 (46‚Äù near seamless displays) Interactive video wall. 2 units high x 2 units wide including ‚Äúdaisy chain boards‚Äù & true Multi touch overlay. (UT92/IVW/IR/20T) | A 92‚Äù high quality multi-touch wall and supporting computing infrastructure to provide 3D/nD BIM based IPD (Integrated Project Delivery) using universal shared single model for building / infrastructure. The solution is suitable for the delivery team working at any stage during building/infrastructure life cycle, when clients, contractors, designers and other stake holders come together to finalize the design/refurbishing/construction conceptual model via the interactive communication with the ‚Äúdigital models‚Äù. | F481510 |  | Dr Haijiang Li | +44 (0)29 2087 5133 | Lih@cardiff.ac.uk | equipment@cardiff.ac.uk | Engineering | Queen's Buildings |  | https://www.cardiff.ac.uk/research-equipment/equipment/view/touch-wall
Equipment | E409110 | TPR/TPD | Quantachrome | Solid Catalyst Characterisation. |  |  | Dr Mahmoud Akhtar | +44 (0)29 2087 0680 | AkhtarM@cardiff.ac.uk | equipment@cardiff.ac.uk | Chemistry |  |  | https://www.cardiff.ac.uk/research-equipment/equipment/view/tprtpd
Equipment | E1472087 | Transcranial magnetic stimulation | Magstim. | Includes multiple systems for repetitive and patterned offline protocols (including theta-burst stimulation), paired-pulse stimulation to measure GABAergic and glutamatergic neurophysiology and specialised technology for concurrent TMS and 3T MRI. | F481671 |  | Clare Anderson | +44 (0)29 2087 6912 | cubric@cardiff.ac.uk | equipment@cardiff.ac.uk | Psychology | Cardiff University Brain Research Imaging Centre |  | https://www.cardiff.ac.uk/research-equipment/equipment/view/transcranial-magnetic-stimulation
Equipment | E409129 | Transducers |  | Range of differential voltage probes, current transformers, current shunts, rogowski coils etc for low voltage measurements (<1kV) and current measurements up to 250kA | F482001 |  | Dr David Clark | +44 (0)29 2087 5070 | ClarkD@cardiff.ac.uk | equipment@cardiff.ac.uk | Engineering | Queen's Buildings |  | https://www.cardiff.ac.uk/research-equipment/equipment/view/transducers
Equipment | E402169 | Transmission Electron Microscope | JEOL 1010 TEM electron microscope | 100kv transmission instrument with rotary and dual oil diffusion pump vacuum system, operated with tungsten electron source. Instrument used mostly for imaging contrasted (90-120nm thick) sections of resin-embedded biological tissues (cornea). |  |  | Mr Steve Morgan | +44 (0)29 2087 5347 | MorganSH@cardiff.ac.uk | equipment@cardiff.ac.uk | Optometry and Vision Sciences |  |  | https://www.cardiff.ac.uk/research-equipment/equipment/view/transmission-electron-microscope
Equipment | E409149 | Twin Disk Tribology Testing Machines | Built in house | Total of three machines operating at peak contact pressures of up to 2 GPa. Variable speed with extensive range of set slide/roll ratios. Standard test disks crowned to produce elliptical point contact. | F481533 |  | Dr Rhys Pullin | +44 (0)29 2087 9374 | PullinR@cardiff.ac.uk | equipment@cardiff.ac.uk | Engineering | Queen's Buildings |  | https://www.cardiff.ac.uk/research-equipment/equipment/view/twin-disk-tribology-testing-machines
Equipment | E402191 | Typhoon phosphorimager | Typhoon 9410 Phosphorimager | This system handles gel sandwiches, agarose and polyacrylamide gels, membranes, microplates and micorarrays, giving high resolution imaging and accurate quantitation of 3H, 14C, 125I, 32P, 33P and 35S, fluorophores, and chemiluminescence. |  |  | Professor Arwyn Jones | +44 (0)29 2087 6431 | jonesat@cardiff.ac.uk | equipment@cardiff.ac.uk | Pharmacy and Pharmaceutical Sciences |  |  | https://www.cardiff.ac.uk/research-equipment/equipment/view/typhoon-phosphorimager
Equipment | E409193 | UHV Scanning Probe Microscopy System | OMICRON | Variable temperature AFM and STM with UPS. Samples on standard Omicron spades. |  |  | Dr Emyr Macdonald | +44 (0)29 2087 6766 | Macdonald@cardiff.ac.uk | equipment@cardiff.ac.uk | Physics and Astronomy |  |  | https://www.cardiff.ac.uk/research-equipment/equipment/view/uhv-scanning-probe-microscopy-system
Equipment | E791500 | Ultimaker 3 Extended 3D printer | Ultimaker 3 Extended 3D printer | Layer plastic deposition (LPD)-type 3D printer; Work field of 215 x 215 x 300mm; Printing resolution of 20-200 microns Z-suite software accepts .stl, .obj, .dxf and .3mf file types. | F383195 | The Ultimaker 3 Extended is a dual extrusion Fused Deposition Modelling (FDM) 3D printer capable of generating high quality 3D models from volume datasets. The printer can print a range of materials in two colours or one colour with a dissolvable support scaffold (PVA) thus allowing complex 3D models to be printed and also minimising the amount of finishing time required.The printer is controlled by Cura software that facilitates easy conversion of the 3D printer files (.stl,. obj, .dae and .amf) into high resolution (20-200 microns) printed models (maximum volume of 215 x 215 x 300mm).The printer is available to staff members wishing to 3D print bespoke pieces of scientific equipment, to generate 3D models to improve understanding of scientific concepts, i.e for science teaching, outreach and engagement. | Dr Peter Watson | +44 (0)29 2087 9042 | watsonpd@cardiff.ac.uk | equipment@cardiff.ac.uk | Biosciences | Sir Martin Evans Building |  | https://www.cardiff.ac.uk/research-equipment/equipment/view/ultimaker-3-extended-3d-printer
Equipment | E409209 | Ultrasonic C-scanner | MIDAS | Measurement of damage in composites using ultrasonic waves. | F481533 |  | Dr Rhys Pullin | +44 (0)29 2087 9374 | PullinR@cardiff.ac.uk | equipment@cardiff.ac.uk | Engineering | Queen's Buildings |  | https://www.cardiff.ac.uk/research-equipment/equipment/view/ultrasonic-c-scanner
Equipment | E409230 | Unused Test Modules | Unused Test Modules | Array of test modules that were donated to the GTRC by QinetiQ which include; FIRES, Cranfield Traverse, DERA/NASA, EJ200, Phase V, ABS, ICLEAC, LOPO, JETs, CFD4C | F481705 |  | Mr Steve Morris | +44 (0)79 5715 4955 | MorrisSM@cardiff.ac.uk | equipment@cardiff.ac.uk | Engineering |  |  | https://www.cardiff.ac.uk/research-equipment/equipment/view/unused-test-modules
Equipment | E402229 | Upright brightfield microscope | Leica DMRB brightfield photomicroscope | Suitable for general brightfield photomicroscopy. | F383195 | The instrument has x1.6, x2.5, x5, x10, x20 and x40 dry lenses and a x100 oil immersion lens and is equipped with a Jenoptik Progres SpeedXT core3 colour digital camera and Progres CapturePro software.Objectives1.6x/0.05 Plan Fl2.5x/0.07 Plan Fl5x/0.12 Plan Fl10x/0.30 Plan Fl20x/0.50 Plan Fl40x/0.70 Plan Fl100x/1.30 Plan Fl Oil | Dr Anthony J Hayes | +44 (0)29 2087 6611 | HayesAJ@cardiff.ac.uk | equipment@cardiff.ac.uk | Biosciences | Sir Martin Evans Building |  | https://www.cardiff.ac.uk/research-equipment/equipment/view/upright-brightfield-microscope
Equipment | E402291 | Upright multimodal research microscope | Olympus BX40 microscope with Hamamatsu ORCA Spark digital camera | Suitable for brightfield, darkfield, phase contrast and epifluorescence imaging. | F383195 | The instrument has x5, x10, x20 and x40 dry lenses and a x100 oil immersion lens and RGB filters for epifluorescence. The microscope is equipped with a Hamamatsu ORCA Spark black and white digital camera and Olympus cellSens imaging software.Objectives5x/0.15 UMPlanFl10x/0.30 Ph 1 UPlan FLN20x/0.50 Ph 1 UPlan FL N40x/0.75 Ph 2 UPlan FL N | Dr Anthony J Hayes | +44 (0)29 2087 6611 | HayesAJ@cardiff.ac.uk | equipment@cardiff.ac.uk | Biosciences | Sir Martin Evans Building |  | https://www.cardiff.ac.uk/research-equipment/equipment/view/upright-multimodal-research-microscope
Equipment | E394050 | Upright Piano Chappell | Chappell | Upright piano | F481969 |  | School Manager | +44 (0)29 2087 4013 | Equipment@cardiff.ac.uk | equipment@cardiff.ac.uk | Music | Music Building |  | https://www.cardiff.ac.uk/research-equipment/equipment/view/upright-piano-chappell
Equipment | E394070 | Upright Piano Hoffman | Hoffman | Upright piano | F481969 |  | School Manager | +44 (0)29 2087 4013 | Equipment@cardiff.ac.uk | equipment@cardiff.ac.uk | Music | Music Building |  | https://www.cardiff.ac.uk/research-equipment/equipment/view/upright-piano-hoffman
Equipment | E394049 | Upright Piano Kimball | Kimball | Upright piano | F481969 |  | School Manager | +44 (0)29 2087 4013 | Equipment@cardiff.ac.uk | equipment@cardiff.ac.uk | Music | Music Building |  | https://www.cardiff.ac.uk/research-equipment/equipment/view/upright-piano-kimball
Equipment | E394029 | Upright Piano Welmar | Welmar | Upright piano | F481969 |  | School Manager | +44 (0)29 2087 4013 | Equipment@cardiff.ac.uk | equipment@cardiff.ac.uk | Music | Music Building |  | https://www.cardiff.ac.uk/research-equipment/equipment/view/upright-piano-welmar
Equipment | E394052 | Upright Piano Yamaha | Yamaha | Upright piano | F481969 |  | School Manager | +44 (0)29 2087 4013 | Equipment@cardiff.ac.uk | equipment@cardiff.ac.uk | Music | Music Building |  | https://www.cardiff.ac.uk/research-equipment/equipment/view/upright-piano-yamaha
Equipment | E402329 | Upright research microscope | Olympus BX50 | Suitable for brightfield and epifluorescence imaging. | F383195 | The instrument has x2, x5, x10, x20, x50 and x100 (oil) lenses and RGB filters for fluorescence and is equipped with a Jenoptik ProgRes colour digital camera with supporting software. The accompanying PC is imaged and networked for easy file transfer.Objectives2x/0.05 Plan5x/0.15 UMPlan Fl10x/0.30 MPlan FLN20x/0.50 UPlan Fl50x/0.50 LMPlan Fl100x/1.30 UPlan FLN Oil (iris) | Dr Anthony J Hayes | +44 (0)29 2087 6611 | HayesAJ@cardiff.ac.uk | equipment@cardiff.ac.uk | Biosciences | Sir Martin Evans Building |  | https://www.cardiff.ac.uk/research-equipment/equipment/view/upright-research-microscope
Equipment | E402349 | Upright, fully-automated, multimodal research microscope | Olympus BX61 microscope with Hamamatsu ORCA Spark digital camera | Suitable for brightfield, differential interference contrast and epifluorescence imaging. The system is fully motorised and has a stepping stage that allows acquisition of 3D image data series. | F383195 | The instrument has&nbsp;&nbsp;x4, x10, x20, x40 and x100 (oil) lenses and RGB filters&nbsp;&nbsp;for epifluorescence. It is equipped with a Hamamatsu ORCA Spark B&amp;W digital camera and cellSens Dimension advanced imaging software. The system is fully motorised and has a stepping stage that allows acquisition of 3D image data series.Objectives4x/0.13 UPlan Fl10x/0.30 UPlan Fl20x/0.50 UPlan Fl40x/0.75 UPlan Fl100x/1.35 UPlanApo Oil (iris) | Dr Anthony J Hayes | +44 (0)29 2087 6611 | HayesAJ@cardiff.ac.uk | equipment@cardiff.ac.uk | Biosciences | Sir Martin Evans Building |  | https://www.cardiff.ac.uk/research-equipment/equipment/view/upright,-fully-automated,-multimodal-research-microscope
Equipment | E409251 | UV Chamber | Atlas Suntest XXL | For accelerated ageing / weathering of insulation systems and other test objects prior to application of high voltage | F481745 |  | Mr Stephen Robson | +44 (0)29 2087 5351 | RobsonS1@cardiff.ac.uk | equipment@cardiff.ac.uk | Engineering | Queen's Buildings |  | https://www.cardiff.ac.uk/research-equipment/equipment/view/uv-chamber
Equipment | E402389 | UV-Vis spectrophotometer | Agilent Cary 60 UV-Vis spectrophotometer | Complete coverage of UV-Vis range and extending up into the NIR. Allows complete spectral range scanning, ideal for fast kinetics or high sample throughput. |  |  | Dr Chris Allender | +44 (0)29 2087 5824 | allendercj@cardiff.ac.uk | equipment@cardiff.ac.uk | Pharmacy and Pharmaceutical Sciences |  |  | https://www.cardiff.ac.uk/research-equipment/equipment/view/uv-vis-spectrophotometer
Equipment | E409269 | Vector Network Analyser | R&S ZVA67 | 10MHz to 67 GHz, high output power (+15dBm), 140 dB dynamic range, 4 port with 4 separate, coherent sources. | F481561 |  | Dr Jonathan Lees | +44 (0)29 2087 4318 | LeesJ2@cardiff.ac.uk | equipment@cardiff.ac.uk | Engineering | Queen's Buildings |  | https://www.cardiff.ac.uk/research-equipment/equipment/view/vector-network-analyser
Equipment | E402409 | Vibrating blade microtome | Vibroslice 752/M (Camden Instruments) | Motorised tissue transport |  |  | Mr Nick White | +44 (0)29 2087 0502 | WhiteN@cardiff.ac.uk | equipment@cardiff.ac.uk | Optometry and Vision Sciences | Optometry and Vision Sciences |  | https://www.cardiff.ac.uk/research-equipment/equipment/view/vibrating-blade-microtome
Equipment | E409289 | Vibrating Sample Magnetometer | Lake Shore 7400 | Characterize the DC magnetic properties of materials as a function of magnetic field, temperature, and time at fields up to 3.1T. | F370334 |  | Dr Philip Anderson | +44 (0)29 2087 5564 | AndersonPI1@cardiff.ac.uk | equipment@cardiff.ac.uk | Engineering | Queen's Buildings |  | https://www.cardiff.ac.uk/research-equipment/equipment/view/vibrating-sample-magnetometer
Equipment | E409309 | Virtual Reality Environment | Digital Projection M-Vision Cine 3D; | a whole set of 3D glasses and special Hamlet devices, a high end 3D projector, and a Kinect based computer game system (sensors and etc.) with necessary accessories. The developed applications combine BIM with Unity 3D computer game system, which working together with 3D projector / helmet / glasses can help users to merge themselves into a 3D virtual environment, to ‚Äúfeel‚Äù the building / infrastructure design / management to explore more feasible design / maintenance alternatives; the solutions also work for smart phones, where a hybrid (virtual and real) environment can be built to conduct BIM directed emergency evacuation and facility management. | F481510 |  | Dr Haijiang Li | +44 (0)29 2087 5133 | Lih@cardiff.ac.uk | equipment@cardiff.ac.uk | Engineering | Queen's Buildings |  | https://www.cardiff.ac.uk/research-equipment/equipment/view/virtual-reality-environment
Equipment | E409331 | Water potential meter | Decagon devices | Measures directly the water potential of particulate materials (soil, fly ash, concrete), salt solutions, polymer-water mixtures, and food products, within potential range of 50 kPa and 300 MPa with an accuracy of +/-0.05 up to 5 MPa and 1% thereof under various preset temperatures. | F481721 |  | Dr Snehasis Tripathy | +44 (0)29 2087 9377 | TripathyS@cardiff.ac.uk | equipment@cardiff.ac.uk | Engineering | Queen's Buildings |  | https://www.cardiff.ac.uk/research-equipment/equipment/view/water-potential-meter
Equipment | E1475537 | Wet Oxidation Furnace | AET, ALOX furnace. | With 6' chamber and susceptor. | F1472090 |  | Dr Connie Eng |  | ICS@cardiff.ac.uk | equipment@cardiff.ac.uk | Physics and Astronomy | Queen's Buildings |  | https://www.cardiff.ac.uk/research-equipment/equipment/view/wet-oxidation-furnace
Equipment | E409353 | White Light Interferometer | Micro XAM-100-HR white light interferometer | Enables the dimensional and surface roughness measurement of parts having an envelope of a few cm in all 3 dimensions. The vertical resolution of the microscope is a few nm while the lateral resolution is around 5 um | F481727 |  | Dr Emmanuel Brousseau | +44 (0)29 2087 5752 | BrousseauE@cardiff.ac.uk | equipment@cardiff.ac.uk | Engineering | Adeiladau'r Frenhines |  | https://www.cardiff.ac.uk/research-equipment/equipment/view/white-light-interferometer
Equipment | E402410 | Wide field microscope with digital imaging | Leica DMIRC wide field microscope | Wide field microscope with filter cubes. |  | Technical specificationLeica DMIRB wide field microscope with the following Filter cubes:Leica Code A- UV- BP 340-380nm,Leica Code I3 (Blue) BP 450-490 nmLeica Code N2.1 (Green) BP 515-560nmThe system has also filter wheels/Triple band filter sets (Chroma Technology Corp) allowing for Single band excitation for DAPI/FITC/Texas Red The system is operated by Openlab 5.5.0 Software. | Professor Arwyn Jones | +44 (0)29 2087 6431 | jonesat@cardiff.ac.uk | equipment@cardiff.ac.uk | Pharmacy and Pharmaceutical Sciences |  |  | https://www.cardiff.ac.uk/research-equipment/equipment/view/wide-field-microscope-with-digital-imaging
Equipment | E409370 | Wide Open Channel Flume | Wide Armfield Type Open Channel Flume | 10 m long x 1.2 m wide x 0.3 m deep recirculating unidrectional flume for open channel hydraulics flow studies. The flume is used primarily for a range of hydraulics studies including vegetation, diffusion/dispersion, flood impact, water quality etc. | F481953 |  | Professor Roger A Falconer | +44 (0)29 2087 4280 | FalconerRA1@cardiff.ac.uk | equipment@cardiff.ac.uk | Engineering | Queen's Buildings |  | https://www.cardiff.ac.uk/research-equipment/equipment/view/wide-open-channel-flume
Equipment | E409409 | Wire EDM machine | AGIE Excellent | Produces features and components down to 20 microns. | F390769 |  | Mr Andrew Rankmore | +44 (0)29 2087 5903 | RankmoreAS@cardiff.ac.uk | equipment@cardiff.ac.uk | Engineering | Queen's Buildings |  | https://www.cardiff.ac.uk/research-equipment/equipment/view/wire-edm-machine
Equipment | E1221911 | X-CLARITY Tissue Clearing System | Logos Biosystems X-CLARITY | The X-CLARITY tissue clearing system is a collection of automated systems and ready-to-use reagents designed to clear biological tissues for downstream imaging applications. | F383195 | X-CLARITY consists of a polymerization system that is designed to stabilise the tissue sample as a hydrogel-tissue hybrid, and an electrophoretic clearing system that clears the tissue to optical transparency by removing the lipid component. All system reagents can be purchased via Logos Biosystems.Further information is available via the Logos Biosystems website. | Dr Catherine Hogan | +44 (0)29 2068 8505 | HoganC@cardiff.ac.uk | equipment@cardiff.ac.uk | Biosciences | Hadyn Ellis Building |  | https://www.cardiff.ac.uk/research-equipment/equipment/view/x-clarity-tissue-clearing-system
Equipment | E409430 | X-Ray Diffraction | Panalytical Xpert Pro XRD | Powder in-situ capability | F482135 |  | Dr Mahmoud Akhtar | +44 (0)29 2087 0680 | AkhtarM@cardiff.ac.uk | equipment@cardiff.ac.uk | Chemistry | Main Building |  | https://www.cardiff.ac.uk/research-equipment/equipment/view/x-ray-diffraction
Equipment | E409453 | X-Ray Diffraction | Panalytical Xpert Pro XRD | Powder | F482135 |  | Dr Mahmoud Akhtar | +44 (0)29 2087 0680 | AkhtarM@cardiff.ac.uk | equipment@cardiff.ac.uk | Chemistry | Main Building |  | https://www.cardiff.ac.uk/research-equipment/equipment/view/x-ray-diffraction2
Equipment | E409470 | X-Ray Diffraction | Bruker D8 XRD | Powder, transmission | F482135 |  | Dr Mahmoud Akhtar | +44 (0)29 2087 0680 | AkhtarM@cardiff.ac.uk | equipment@cardiff.ac.uk | Chemistry | Main Building |  | https://www.cardiff.ac.uk/research-equipment/equipment/view/x-ray-diffraction3
Equipment | E409489 | X-Ray Diffraction | Bruker D8 XRD | Powder, reflection | F482135 |  | Dr Mahmoud Akhtar | +44 (0)29 2087 0680 | AkhtarM@cardiff.ac.uk | equipment@cardiff.ac.uk | Chemistry | Main Building |  | https://www.cardiff.ac.uk/research-equipment/equipment/view/x-ray-diffraction4
Equipment | E409509 | X-Ray Diffraction | Agilent G8910A, Supernova CCD | Single crystal | F482135 |  | Dr Mahmoud Akhtar | +44 (0)29 2087 0680 | AkhtarM@cardiff.ac.uk | equipment@cardiff.ac.uk | Chemistry | Main Building |  | https://www.cardiff.ac.uk/research-equipment/equipment/view/x-ray-diffraction5
Equipment | E409529 | X-Ray Diffraction | Riku XRD | Single crystal | F482135 |  | Dr Mahmoud Akhtar | +44 (0)29 2087 0680 | AkhtarM@cardiff.ac.uk | equipment@cardiff.ac.uk | Chemistry | Main Building |  | https://www.cardiff.ac.uk/research-equipment/equipment/view/x-ray-diffraction6
Equipment | E409549 | XRD (X-Ray Diffractometer) | Philips Automated Powder Diffractometer (model PW1710) | Solid and powdered crystaline materials are identified against a database of more than 70,000 recorded phases. Quantification is possible. | F482035 | Solid and powdered samples can be analysed and matched against a database of 70 000 recorded phases, thereby identifying and quantifying unknown phases.Each pure mineral or compound has a specific X-ray diffraction pattern and these are matched against the unknowns.The diffractometer gives compound or mineral names, as opposed to a list of elements as in other analytical methods. | Dr Duncan Muir | +44 (0)29 2087 5059 | muird1@cardiff.ac.uk | equipment@cardiff.ac.uk | Earth and Environmental Sciences | Main Building |  | https://www.cardiff.ac.uk/research-equipment/equipment/view/x-ray-diffractometer
Equipment | E1475551 | X-Ray Diffractometer (XRD) | X'Pert3 MRD XL. | To characterise thin film based optoelectronic devices. | F1472090 |  | Institute for Compound Semiconductors (ICS) |  | ICS@cardiff.ac.uk | equipment@cardiff.ac.uk | Physics and Astronomy | Queen's Buildings |  | https://www.cardiff.ac.uk/research-equipment/equipment/view/x-ray-diffractometer-xrd
Equipment | E1483056 | X-ray Photoelectron Spectrometer | Kratos Analytical K-alpha+ | Ultra high Vacuum (UHV) technique used for the quantitative determination of elemental composition (atomic %) of elements in the surface region of solid sample. |  |  | Dr David Morgan | +44 (0)29 2087 7066 | MorganDJ3@cardiff.ac.uk | equipment@cardiff.ac.uk | Chemistry | Y Prif Adeilad |  | https://www.cardiff.ac.uk/research-equipment/equipment/view/x-ray-photoelectron-spectrometer
Equipment | E409569 | XPS Spectrometer | Kratos Axis HSR | XPS on solids | F482136 |  | Dr Mahmoud Akhtar | +44 (0)29 2087 0680 | AkhtarM@cardiff.ac.uk | equipment@cardiff.ac.uk | Chemistry | Main Building |  | https://www.cardiff.ac.uk/research-equipment/equipment/view/xps-spectrometer
Equipment | E2454188 | Xsens Body Inertial Measurement Sensors | Xsens Awinda. | Xsens Wearable wireless body inertial measurement sensors for full body motion analysis technology 3D kinematics. | F2454154 | 17 wireless sensors which are fitted on the body with adjustable straps. | Dr. Philippa Morgan-Jones |  | Jonesp29@cardiff.ac.uk | equipment@cardiff.ac.uk | Engineering | Queen's Buildings - South Building |  | https://www.cardiff.ac.uk/research-equipment/equipment/view/xsens-body-inertial-measurement-sensors
Equipment | E532192 | Zeiss Lightsheet Z.1 | Zeiss Lightsheet Z.1 | Fully-integrated turn-key system for fluorescence lightsheet microscopy with environmental control. | F383195 | The Zeiss Z.1 is a fully-integrated, turn-key system for lightsheet fluorescence microscopy. It has x5 and x10 illumination optics and x5, x10, x20 and x63 detection optics with sample chambers for both live and fixed-cleared samples. The system has 6 laser lines and 5 filter modules allowing excitation of a wide range of fluorescent probes from 405nm-638nm.Image collection is via two high resolution sCMOS PCO.Edge cameras. The system is fully automated through Zeiss Zen software and has arivis Vision4D software for advanced 3D/4D rendering applications. The lightsheet is fully equipped with environmental control via temperature and CO2 incubation.ObjectivesIllumination optics:5x/0.110x/0.2Detection optics:5x/0.16 EC Plan-Neofluar; WD = 5.6mm10x/0.5 W Plan Apo; WD = 3.7mm (water immersion)20x/1.0 Pan Neofluar Corr ; WD = 5.6mm20x/1.0 W Plan Apo; WD = 2.4mm (w√°ter immersion)63x/1.0 W Plan Apo; WD = 2.1mm ( water immersion)Lasers405nm (20mW)445nm (25mW)488nm (30mW)515nm (20mW)561nm (20mW)638nm (75mW) | Dr Anthony J Hayes | +44 (0)29 2087 6611 | HayesAJ@cardiff.ac.uk | equipment@cardiff.ac.uk | Biosciences | Sir Martin Evans Building |  | https://www.cardiff.ac.uk/research-equipment/equipment/view/zeiss-lightsheet-z.1
Equipment | E402429 | Zeiss microbeam system | Zeiss PALM microbeam system | PALM microbeam laser microdissection system | F383195 |  | Mr Mark Bishop | +44 (0)29 2088 8512 | BishopM@cardiff.ac.uk | equipment@cardiff.ac.uk | Biosciences |  |  | https://www.cardiff.ac.uk/research-equipment/equipment/view/zeiss-microbeam-system
Equipment | E529774 | Zeiss PALM MicroBeam Laser Micro-dissector | Zeiss PALM MicroBeam laser micro-dissector | Fully motorised Zeiss Axio Observer microscope with brightfield and epifluorescence. RoboMover automated collection device. Frequency tripled solid state 355nm laser Zeiss AxioCam colour digital camera | F383195 | The instrument is fully motorised with&nbsp;&nbsp;x5, x20, x40, x63 objective lenses and RGB filters for epifluorescence. It is equipped with a Zeiss AxioCam colour digital camera and RoboMover for automated capture and collection of laser micro-dissected samples. system is fully integrated via Zeiss RoboSoftware.Objectives10x/0.50 Fluar20x/0.40 LD Plan Neofluar40x/0.60 LD Plan Neofluar63x/0.75 LD Plan-NeofluarLaserFrequency tripled solid state 355nm laser | Mr Mark Bishop | +44 (0)29 2088 8512 | BishopM@cardiff.ac.uk | equipment@cardiff.ac.uk | Biosciences | Hadyn Ellis Building |  | https://www.cardiff.ac.uk/research-equipment/equipment/view/zeiss-palm-microbeam-laser-micro-dissector
Equipment | E532116 | Zortrax M200 3D printer | Zortrax M200 3D printer | Layer plastic deposition (LPD)-type 3D printer; Work field of 200 x 200 x 180mm; Printing resolution of 90-400 microns Z-suite software accepts .stl, .obj, .dxf and .3mf file types | F383195 | The Zortrax M200 is a layer plastic deposition 3D printer capable of generating high quality 3D models from volume datasets. The printer is controlled by Zortrax Z-suite software that facilitates easy conversion of the 3D printer files (.stl,. obj, .dxf and .3mf) into high resolution (90-400 microns) printed models (maximum volume of 200 x 200 x 180mm). | Mr Iain Perry |  | perryIA3@cardiff.ac.uk | equipment@cardiff.ac.uk | Biosciences | Sir Martin Evans Building |  | https://www.cardiff.ac.uk/research-equipment/equipment/view/zortrax-m200-3d-printer
Facility | F390769 | Additive Manufacturing Laboratory |  |  |  |  | Mr Andrew Rankmore | +44 (0)29 2087 5903 | RankmoreAS@cardiff.ac.uk | equipment@cardiff.ac.uk | Engineering | Queen's Buildings |  | https://www.cardiff.ac.uk/research-equipment/equipment/view/additive-manufacturing-laboratory
Facility | F370334 | Advanced Magnetic Materials Characterisation Facility |  |  |  |  | Dr Philip Anderson | +44 (0)29 2087 5564 | AndersonPI1@cardiff.ac.uk | equipment@cardiff.ac.uk | Engineering | Queen's Buildings |  | https://www.cardiff.ac.uk/research-equipment/equipment/view/advanced-magnetic-materials-characterisation-facility
Facility | F390951 | ARCCA ‚Äì Supercomputing Cluster |  |  |  |  | Professor Martyn Guest | +44 (0)29 2087 9319 | arcca@cardiff.ac.uk | equipment@cardiff.ac.uk |  | Redwood Building |  | https://www.cardiff.ac.uk/research-equipment/equipment/view/arcca-supercomputing-cluster
Facility | F383195 | Bioimaging Research Hub |  |  |  |  | Dr Anthony J Hayes | +44 (0)29 2087 6611 | HayesAJ@cardiff.ac.uk | equipment@cardiff.ac.uk | Biosciences | Sir Martin Evans Building |  | https://www.cardiff.ac.uk/research-equipment/equipment/view/bioimaging-research-hub
Facility | F481517 | Biophotonics Laboratory |  |  |  |  | Professor Paola Borri | +44 (0)29 2087 9356 | BorriP@cardiff.ac.uk | equipment@cardiff.ac.uk | Biosciences | Sir Martin Evans Building |  | https://www.cardiff.ac.uk/research-equipment/equipment/view/biophotonics-laboratory
Facility | F378091 | Boat IF |  |  |  |  | Mr Ian Fryett | +44 (0)29 2086 7130 | FryettI@cardiff.ac.uk | equipment@cardiff.ac.uk | Earth and Environmental Sciences | Main Building |  | https://www.cardiff.ac.uk/research-equipment/equipment/view/boat-if
Facility | F481510 | Building Information Modelling and Virtual Reality Laboratory |  |  |  |  | Dr Haijiang Li | +44 (0)29 2087 5133 | Lih@cardiff.ac.uk | equipment@cardiff.ac.uk | Engineering | Queen's Buildings |  | https://www.cardiff.ac.uk/research-equipment/equipment/view/building-information-modelling-and-virtual-reality-laboratory
Facility | F2508389 | Cardiff Diamond Foundry |  |  |  |  | Professor Oliver Williams | +44 (0)29 2087 4978 | williamso@cardiff.ac.uk | equipment@cardiff.ac.uk | Physics and Astronomy | Queen's Buildings |  | https://www.cardiff.ac.uk/research-equipment/equipment/view/cardiff-diamond-foundry
Facility | F481527 | Cardiff Lipidomic Facility |  |  |  |  | Professor Valerie O'Donnell | +44 (0)29 2068 7313 | O-DonnellVB@cardiff.ac.uk | equipment@cardiff.ac.uk | Medicine | Main Hospital Building |  | https://www.cardiff.ac.uk/research-equipment/equipment/view/cardiff-lipidomic-facility
Facility | F481533 | Cardiff University Structural Performance Laboratory and Tribology Test Equipment |  |  |  |  | Dr Rhys Pullin | +44 (0)29 2087 9374 | PullinR@cardiff.ac.uk | equipment@cardiff.ac.uk | Engineering | Queen's Buildings |  | https://www.cardiff.ac.uk/research-equipment/equipment/view/cardiff-university-structural-performance-laboratory-and-tribology-test-equipment
Facility | F481546 | Central Biotechnology Services |  |  |  |  | Jane Chappelle | +44 (0)7713 500 450 | chappellej@cardiff.ac.uk | equipment@cardiff.ac.uk | Medicine | Main Hospital Building |  | https://www.cardiff.ac.uk/research-equipment/equipment/view/central-biotechnology-services
Facility | F481561 | Centre for High Frequency Engineering |  |  |  |  | Dr Jonathan Lees | +44 (0)29 2087 4318 | LeesJ2@cardiff.ac.uk | equipment@cardiff.ac.uk | Engineering | Queen's Buildings |  | https://www.cardiff.ac.uk/research-equipment/equipment/view/centre-for-high-frequency-engineering
Facility | F481582 | Characterisation Laboratories for Environmental Engineering Research (CLEER) |  |  |  |  | Dr Devin Sapsford | +44 (0)29 2087 5916 | SapsfordDJ@cardiff.ac.uk | equipment@cardiff.ac.uk | Engineering | Queen's Buildings |  | https://www.cardiff.ac.uk/research-equipment/equipment/view/characterisation-laboratories-for-environmental-engineering-research-cleer
Facility | F481603 | CIREGS Lab |  |  |  |  | Dr Jun Liang | +44 (0)29 2087 0666 | LiangJ1@cardiff.ac.uk | equipment@cardiff.ac.uk | Engineering | Queen's Buildings |  | https://www.cardiff.ac.uk/research-equipment/equipment/view/ciregs-lab
Facility | F481622 | Cloud Server |  |  |  |  | Mr Kieran Evans | +44 (0)29 2087 9184 | EvansK12@cardiff.ac.uk | equipment@cardiff.ac.uk | Computer Science and Informatics | Queen's Buildings |  | https://www.cardiff.ac.uk/research-equipment/equipment/view/cloud-server
Facility | F481637 | Combustion and Diagnostics |  |  |  |  | Professor Richard Marsh | +44 (0)29 2087 6852 | MarshR@cardiff.ac.uk | equipment@cardiff.ac.uk | Engineering | Queen's Buildings |  | https://www.cardiff.ac.uk/research-equipment/equipment/view/combustion-and-diagnostics
Facility | F481640 | COSMOS Social Media Analysis |  |  |  |  | Dr Pete Burnap | +44 (0)29 2087 6249 | BurnapP@cardiff.ac.uk | equipment@cardiff.ac.uk | Computer Science and Informatics | Queen's Buildings |  | https://www.cardiff.ac.uk/research-equipment/equipment/view/cosmos-social-media-analysis
Facility | F481671 | Cardiff University Brain Research Imaging Centre (CUBRIC) |  |  |  |  | Clare Anderson | +44 (0)29 2087 6912 | cubric@cardiff.ac.uk | equipment@cardiff.ac.uk | Psychology | Cardiff University Brain Research Imaging Centre |  | https://www.cardiff.ac.uk/research-equipment/equipment/view/cubric
Facility | F1532616 | Dementia Research Institute |  |  |  |  | Andrew Jefferson | +44 (0)29 2251 0895 | JeffersonA@cardiff.ac.uk | equipment@cardiff.ac.uk | Medicine | Hadyn Ellis Building |  | https://www.cardiff.ac.uk/research-equipment/equipment/view/dementia-research-institute
Facility | F482035 | Electron microbeam facility |  |  |  |  | Dr Duncan Muir | +44 (0)29 2087 5059 | muird1@cardiff.ac.uk | equipment@cardiff.ac.uk | Earth and Environmental Sciences | Main Building |  | https://www.cardiff.ac.uk/research-equipment/equipment/view/electron-microbeam-facility
Facility | F481677 | Element IM |  |  |  |  | Dr Iain McDonald | +44 (0)29 2087 7302 | McDonaldI1@cardiff.ac.uk | equipment@cardiff.ac.uk | Earth and Environmental Sciences | Main Building |  | https://www.cardiff.ac.uk/research-equipment/equipment/view/element-im
Facility | F481678 | EPR Spectrometry Suite |  |  |  |  | Professor Damien Murphy | +44 (0)29 2087 5850 | MurphyDM@cardiff.ac.uk | equipment@cardiff.ac.uk | Chemistry | Main Building |  | https://www.cardiff.ac.uk/research-equipment/equipment/view/epr-spectrometry-suite
Facility | F481684 | Experimental MRI Centre (EMRIC) |  |  |  |  | EMRIC | +44 (0)29 2087 9023 | emric@cardiff.ac.uk | equipment@cardiff.ac.uk | Biosciences | Sir Martin Evans Building |  | https://www.cardiff.ac.uk/research-equipment/equipment/view/experimental-mri-centre-emric
Facility | F481686 | Extreme Laser Facility |  |  |  |  | Professor David Barrow | +44 (0)29 2087 5921 | Barrow@cardiff.ac.uk | equipment@cardiff.ac.uk | Engineering | Queen's Buildings |  | https://www.cardiff.ac.uk/research-equipment/equipment/view/extreme-laser-facility
Facility | F481705 | Gas Turbine Research Centre (GTRC) |  |  |  |  | Mr Steve Morris | +44 (0)79 5715 4955 | MorrisSM@cardiff.ac.uk | equipment@cardiff.ac.uk | Engineering | Energy Research Building (ECM2) |  | https://www.cardiff.ac.uk/research-equipment/equipment/view/gas-turbine-research-centre-gtrc
Facility | F483607 | Genomics Research Hub |  |  |  |  | Dr Nicholas A. Kent | +44 (0)29 2087 9036 | kentn@cardiff.ac.uk | equipment@cardiff.ac.uk | Biosciences | Sir Martin Evans Building |  | https://www.cardiff.ac.uk/research-equipment/equipment/view/genomics-research-hub
Facility | F481721 | Geoenvironmental Laboratories |  |  |  |  | Dr Snehasis Tripathy | +44 (0)29 2087 9377 | TripathyS@cardiff.ac.uk | equipment@cardiff.ac.uk | Engineering | Queen's Buildings |  | https://www.cardiff.ac.uk/research-equipment/equipment/view/geoenvironmental-laboratories
Facility | F2536274 | Gravitational Wave Lab |  |  |  |  | Dr Katherine Dooley |  | DooleyK@cardiff.ac.uk | equipment@cardiff.ac.uk | Physics and Astronomy | Queen's Buildings |  | https://www.cardiff.ac.uk/research-equipment/equipment/view/gravitational-wave-lab
Facility | F1482960 | High Field Electron Paramagnetic Resonance (EPR) Facility |  |  |  |  | Dr Andrea Folli | +44 (0)29 2087 5854 | FolliA@cardiff.ac.uk | equipment@cardiff.ac.uk | Chemistry | Main Building |  | https://www.cardiff.ac.uk/research-equipment/equipment/view/high-field-electron-paramagnetic-resonance-facility
Facility | F481745 | High Voltage Laboratory |  |  |  |  | Mr Stephen Robson | +44 (0)29 2087 5351 | RobsonS1@cardiff.ac.uk | equipment@cardiff.ac.uk | Engineering | Queen's Buildings |  | https://www.cardiff.ac.uk/research-equipment/equipment/view/high-voltage-laboratory
Facility | F481754 | HPC System (COMSC) |  |  |  |  | Professor Omer Rana | +44 (0)29 2087 5542 | RanaOF@cardiff.ac.uk | equipment@cardiff.ac.uk | Computer Science and Informatics | Queen's Buildings |  | https://www.cardiff.ac.uk/research-equipment/equipment/view/hpc-system-comsc
Facility | F481918 | Human Factors Technology Laboratory |  |  |  |  | Dr Yulia Hicks | +44 (0)29 2087 5945 | HicksYA@cardiff.ac.uk | equipment@cardiff.ac.uk | Engineering | Queen's Buildings |  | https://www.cardiff.ac.uk/research-equipment/equipment/view/human-factors-technology-laboratory
Facility | F481953 | Hyder Hydraulics Laboratory |  |  |  |  | Professor Roger A Falconer | +44 (0)29 2087 4280 | FalconerRA1@cardiff.ac.uk | equipment@cardiff.ac.uk | Engineering | Queen's Buildings |  | https://www.cardiff.ac.uk/research-equipment/equipment/view/hyder-hydraulics-laboratory
Facility | F1472090 | Institute for Compound Semiconductors |  |  |  |  | Chris Matthews | +44 (0)29 2251 0549 | ICS@cardiff.ac.uk | equipment@cardiff.ac.uk | Physics and Astronomy | Queen's Buildings |  | https://www.cardiff.ac.uk/research-equipment/equipment/view/institute-for-compound-semiconductors
Facility | F481969 | Keyboard Instruments |  |  |  |  | School Manager | +44 (0)29 2087 4013 | Equipment@cardiff.ac.uk | equipment@cardiff.ac.uk | Music | Music Building |  | https://www.cardiff.ac.uk/research-equipment/equipment/view/keyboard-instruments
Facility | F481976 | Machines Lab |  |  |  |  | Dr Daniel Rogers | +44 (0)29 2089 0795 | RogersDJ@cardiff.ac.uk | equipment@cardiff.ac.uk | Engineering | Queen's Buildings |  | https://www.cardiff.ac.uk/research-equipment/equipment/view/machines-lab
Facility | F482001 | Morgan-Botti Lightning Laboratory |  |  |  |  | Professor Manu Haddad | +44 (0)29 2087 5904 | haddad@cardiff.ac.uk | equipment@cardiff.ac.uk | Engineering | Unit B1 Compass Business Park |  | https://www.cardiff.ac.uk/research-equipment/equipment/view/morgan-botti-lightning-laboratory
Facility | F2454154 | Musculoskeletal Biomechanics Research Facility (MSKBRF) |  |  |  |  | Professor Cathy Holt | +44 (0)29 2087 6436 | mskbrf@cardiff.ac.uk | equipment@cardiff.ac.uk | Engineering | Queen's Buildings |  | https://www.cardiff.ac.uk/research-equipment/equipment/view/musculoskeletal-biomechanics-research-facility-mskbrf
Facility | F482015 | NMR Spectrometer Suite |  |  |  |  | Dr Mahmoud Akhtar | +44 (0)29 2087 0680 | AkhtarM@cardiff.ac.uk | equipment@cardiff.ac.uk | Chemistry | Main Building |  | https://www.cardiff.ac.uk/research-equipment/equipment/view/nmr-spectrometer-suite
Facility | F482024 | Power Electronic Lab |  |  |  |  | Dr Wenlong Ming | +44 29208 70795 | mingw@cardiff.ac.uk | equipment@cardiff.ac.uk | Engineering | Queen's Buildings |  | https://www.cardiff.ac.uk/research-equipment/equipment/view/power-electronic-lab
Facility | F482030 | Research Centre for Clinical Kinaesiology |  |  |  |  | Mr Matthew Williamson | +44 (0)29 2068 7748 | WilliamsonM@cardiff.ac.uk | equipment@cardiff.ac.uk | Healthcare Sciences | Ty Dewi Sant |  | https://www.cardiff.ac.uk/research-equipment/equipment/view/research-centre-for-clinical-kinaesiology
Facility | F1164509 | Robotics and Autonomous Systems Laboratory | [7 empty] | equipment@cardiff.ac.uk | Engineering | Queen's Buildings |  | https://www.cardiff.ac.uk/research-equipment/equipment/view/robotics-and-autonomous-systems-laboratory
Facility | F482042 | Solar and Environmental Test Lab |  |  |  |  | Dr Tracy Sweet | +44 (0)29 2087 0673 | SweetT@cardiff.ac.uk | equipment@cardiff.ac.uk | Engineering | Main Building |  | https://www.cardiff.ac.uk/research-equipment/equipment/view/solar-and-environmental-test-lab
Facility | F482125 | Stem Cell and Flow Cytometry Unit |  |  |  |  | Dr Kirsty Richardson | +44 (0)29 2087 5158 | RichardsonK1@cardiff.ac.uk | equipment@cardiff.ac.uk | Biosciences | Sir Martin Evans Building |  | https://www.cardiff.ac.uk/research-equipment/equipment/view/stem-cell-and-flow-cytometry-unit
Facility | F482129 | Thermoelectric Laboratory |  |  |  |  | Dr Gao Min | +44 (0)29 2087 5034 | Min@cardiff.ac.uk | equipment@cardiff.ac.uk | Engineering | Queen's Buildings |  | https://www.cardiff.ac.uk/research-equipment/equipment/view/thermoelectric-laboratory
Facility | F482131 | Transmission Electron Microscopy (TEM) Suite |  |  |  |  | Dr Mahmoud Akhtar | +44 (0)29 2087 0680 | AkhtarM@cardiff.ac.uk | equipment@cardiff.ac.uk | Chemistry | Main Building |  | https://www.cardiff.ac.uk/research-equipment/equipment/view/transmission-electron-microscopy-tem-suite
Facility | F482132 | Vision Science Bioimaging Labs |  |  |  |  | Mr Nick White | +44 (0)29 2087 0502 | WhiteN@cardiff.ac.uk | equipment@cardiff.ac.uk | Optometry and Vision Sciences | Optometry and Vision Sciences |  | https://www.cardiff.ac.uk/research-equipment/equipment/view/vision-science-bioimaging-labs
Facility | F482134 | Wales Gene Park Genomic Facility | [7 empty] | equipment@cardiff.ac.uk |  |  |  | https://www.cardiff.ac.uk/research-equipment/equipment/view/wales-gene-park-genomic-facility
Facility | F482018 | Wales Research and Diagnostic PET Imaging Centre |  |  |  |  | Professor Chris Marshall | +44 (0)29 2074 8164 | petic@cardiff.ac.uk | equipment@cardiff.ac.uk | Medicine | Main Hospital Building |  | https://www.cardiff.ac.uk/research-equipment/equipment/view/wales-research-and-diagnostic-pet-imaging-centre
Facility | F482135 | X-Ray Diffraction Facility |  |  |  |  | Dr Mahmoud Akhtar | +44 (0)29 2087 0680 | AkhtarM@cardiff.ac.uk | equipment@cardiff.ac.uk | Chemistry | Main Building |  | https://www.cardiff.ac.uk/research-equipment/equipment/view/x-ray-diffraction-facility
Facility | F482136 | XP Spectrometry Suite |  |  |  |  | Dr David Morgan | +44 (0)29 2087 7066 | MorganDJ3@cardiff.ac.uk | equipment@cardiff.ac.uk | Chemistry | Main Building |  | https://www.cardiff.ac.uk/research-equipment/equipment/view/xp-spectrometry-suite
Facility | F482137 | XR CL |  |  |  |  | Dr Carrie Lear | +44 (0)29 2087 9004 | LearC@cardiff.ac.uk | equipment@cardiff.ac.uk | Earth and Environmental Sciences | Main Building |  | https://www.cardiff.ac.uk/research-equipment/equipment/view/xr-cl